## Coordenadas Actualizadas Plexos
Category | Node | Region | Zone | Latitude (°) | Longitude (°) | Is Slack Bus (Yes/No) | Voltage (kV)
Northern Region | DArica066 | Northern Region | 01.North Zone | -18.4674 | -70.3035 | No | 66
Northern Region | Arica066 | Northern Region | 01.North Zone | -18.4854 | -70.2892 | No | 66
Northern Region | Condores220 | Northern Region | 01.North Zone | -20.2483 | -70.0794 | No | 220 | Contador
Northern Region | PAlmonte110 | Northern Region | 01.North Zone | -20.2585 | -69.7733 | No | 110 | Coordenadas en (0,0) o (0,-1) | 0
Northern Region | PAlmonte220 | Northern Region | 01.North Zone | -20.2585 | -69.7733 | No | 220 | Coordenadas Correctas | 231
Northern Region | Tarapaca220 | Northern Region | 01.North Zone | -20.8072 | -70.1923 | No | 220
Northern Region | Lagunas220 | Northern Region | 01.North Zone | -20.8145 | -69.6941 | No | 220
Northern Region | Collahuasi220 | Northern Region | 01.North Zone | -20.9768 | -68.6364 | No | 220
Northern Region | Frontera220 | Northern Region | 01.North Zone | -21.6596 | -69.5137 | No | 220
Northern Region | Conchi220 | Northern Region | 01.North Zone | -21.9848 | -68.7219 | No | 220
Northern Region | AnaMaria220 | Northern Region | 03.Antofagasta Zone | -22.0377 | -69.6018 | No | 220
Northern Region | Norgener220 | Northern Region | 01.North Zone | -22.0969 | -70.2108 | No | 220
Northern Region | Tocopilla110 | Northern Region | 01.North Zone | -22.0979 | -70.212 | No | 110
Northern Region | Tocopilla220_BP1 | Northern Region | 01.North Zone | -22.0979 | -70.212 | No | 220
Northern Region | Barriles220 | Northern Region | 01.North Zone | -22.1643 | -70.0671 | No | 220
Northern Region | Tamaya110 | Northern Region | 01.North Zone | -22.1669 | -70.0884 | No | 110
Northern Region | MariaElena220 | Northern Region | 01.North Zone | -22.2143 | -69.5784 | No | 220
Northern Region | Crucero220 | Northern Region | 01.North Zone | -22.2738 | -69.566 | No | 220
Northern Region | LaCruz220 | Northern Region | 01.North Zone | -22.2792 | -69.659 | No | 220
Northern Region | ElLoa220 | Northern Region | 01.North Zone | -22.2806 | -69.6568 | No | 220
Northern Region | Encuentro220 | Northern Region | 01.North Zone | -22.283 | -69.5674 | No | 220
Northern Region | Kimal220 | Northern Region | 01.North Zone | -22.3005 | -69.4818 | No | 220
Northern Region | Kimal500 | Northern Region | 01.North Zone | -22.3005 | -69.4818 | No | 500
Northern Region | Chuquicamata100 | Northern Region | 01.North Zone | -22.3045 | -68.9188 | No | 100
Northern Region | Chuquicamata220 | Northern Region | 01.North Zone | -22.3045 | -68.9188 | No | 220
Northern Region | S-AA100 | Northern Region | 01.North Zone | -22.3064 | -68.9187 | No | 100
Northern Region | NvaChuquicamata220 | Northern Region | 01.North Zone | -22.3314 | -68.9345 | No | 220
Northern Region | Salar110 | Northern Region | 01.North Zone | -22.3409 | -68.8758 | No | 110
Northern Region | Salar220 | Northern Region | 01.North Zone | -22.3409 | -68.8758 | No | 220
Northern Region | Miraje220 | Northern Region | 01.North Zone | -22.4198 | -69.5299 | No | 220
Northern Region | Calama220 | Northern Region | 03.Antofagasta Zone | -22.429 | -68.9231 | No | 220
Northern Region | TO_Enlace220 | Northern Region | 01.North Zone | -22.6992 | -69.6269 | No | 220
Northern Region | ElTesoro220 | Northern Region | 01.North Zone | -22.9261 | -69.0987 | No | 220
Northern Region | NvaCentinela220 | Northern Region | 01.North Zone | -22.9417 | -69.1296 | No | 220
Northern Region | Esperanza220 | Northern Region | 01.North Zone | -22.9992 | -69.0988 | No | 220
Northern Region | Cochrane220 | Northern Region | 01.North Zone | -23.0656 | -70.3639 | No | 220
Northern Region | Angamos220 | Northern Region | 03.Antofagasta Zone | -23.0675 | -70.368 | No | 220
Northern Region | Chacaya220 | Northern Region | 03.Antofagasta Zone | -23.0894 | -70.4093 | No | 220
Northern Region | Atacama220_BP1 | Northern Region | 03.Antofagasta Zone | -23.0916 | -70.4156 | No | 220
Northern Region | Mejillones110 | Northern Region | 03.Antofagasta Zone | -23.0946 | -70.4189 | No | 110
Northern Region | Mejillones220 | Northern Region | 03.Antofagasta Zone | -23.0946 | -70.4189 | No | 220
Northern Region | Kapatur220_BP1 | Northern Region | 03.Antofagasta Zone | -23.1449 | -70.3387 | No | 220
Northern Region | LosChangos220 | Northern Region | 03.Antofagasta Zone | -23.1563 | -70.3125 | No | 220
Northern Region | LosChangos500 | Northern Region | 03.Antofagasta Zone | -23.1563 | -70.3125 | No | 500
Northern Region | Mantos220 | Northern Region | 02.Andes Zone | -23.4462 | -70.0757 | No | 220
Northern Region | Laberinto220 | Northern Region | 02.Andes Zone | -23.4467 | -69.4089 | No | 220
Northern Region | ElCobre220 | Northern Region | 01.North Zone | -23.4543 | -69.3829 | No | 220
Northern Region | Capricornio110 | Northern Region | 03.Antofagasta Zone | -23.4579 | -70.2159 | No | 110
Northern Region | Desalant110 | Northern Region | 03.Antofagasta Zone | -23.5429 | -70.3985 | No | 110
Northern Region | Antofagasta110 | Northern Region | 03.Antofagasta Zone | -23.6338 | -70.38 | No | 110
Northern Region | Capricornio220 | Northern Region | 03.Antofagasta Zone | -23.6338 | -70.3801 | No | 220
Northern Region | Esmeralda110 | Northern Region | 03.Antofagasta Zone | -23.6732 | -70.3878 | No | 110
Northern Region | Esmeralda220 | Northern Region | 03.Antofagasta Zone | -23.6732 | -70.3878 | No | 220
Northern Region | Oeste220 | Northern Region | 02.Andes Zone | -23.6902 | -68.6197 | No | 220
Northern Region | Ohiggins220_BP1 | Northern Region | 02.Andes Zone | -23.692 | -70.2146 | No | 220
Northern Region | ElNegro110 | Northern Region | 03.Antofagasta Zone | -23.7673 | -70.3187 | No | 110
Northern Region | LaNegra110 | Northern Region | 03.Antofagasta Zone | -23.7824 | -70.3238 | No | 110
Northern Region | AltoNorte110 | Northern Region | 03.Antofagasta Zone | -23.8265 | -70.3201 | No | 110
Northern Region | Farellon220 | Northern Region | 02.Andes Zone | -23.8562 | -69.8677 | No | 220
Northern Region | Palestina220 | Northern Region | 02.Andes Zone | -23.9092 | -69.7836 | No | 220
Northern Region | Andes220 | Northern Region | 02.Andes Zone | -24.0171 | -68.5823 | No | 220
Northern Region | Andes345 | Northern Region | 02.Andes Zone | -24.0171 | -68.5823 | No | 345
Northern Region | Puri220 | Northern Region | 02.Andes Zone | -24.1136 | -69.4407 | No | 220
Northern Region | NvaZaldivar220 | Northern Region | 02.Andes Zone | -24.1629 | -69.0643 | No | 220
Northern Region | Likanantai220 | Northern Region | 04.Cumbre Zone | -24.2246 | -68.8406 | No | 220
Northern Region | Domeyko220 | Northern Region | 02.Andes Zone | -24.2432 | -69.1015 | No | 220
Northern Region | Sulfuros220 | Northern Region | 02.Andes Zone | -24.2514 | -69.0957 | No | 220
Northern Region | Escondida220 | Northern Region | 02.Andes Zone | -24.2607 | -69.06 | No | 220
Northern Region | OGP1220 | Northern Region | 01.North Zone | -24.347 | -69.0642 | No | 220
Northern Region | Salta345 | Northern Region | 02.Andes Zone | -24.7472 | -65.0514 | No | 345
Northern Region | Parinas220 | Northern Region | 04.Cumbre Zone | -24.806 | -69.8498 | No
Northern Region | Parinas500 | Northern Region | 04.Cumbre Zone | -24.806 | -69.8498 | No | 500
Northern Region | Paposo220 | Northern Region | 04.Cumbre Zone | -24.9878 | -70.4641 | No | 220
Northern Region | Cumbre220 | Northern Region | 04.Cumbre Zone | -26.256 | -69.9881 | No | 220
Northern Region | Cumbre500 | Northern Region | 04.Cumbre Zone | -26.256 | -69.9881 | No | 500
Northern Region | Illapa220 | Northern Region | 04.Cumbre Zone | -26.2597 | -69.9892 | No | 220
Northern Region | DAlmagro110 | Northern Region | 04.Cumbre Zone | -26.3983 | -70.0373 | No | 110
Northern Region | DAlmagro220 | Northern Region | 04.Cumbre Zone | -26.3983 | -70.0373 | No | 220
Northern Region | CPinto220 | Northern Region | 04.Cumbre Zone | -27.0013 | -69.9031 | No | 220
Northern Region | Cardones110 | Northern Region | 05.Cardones Zone | -27.4891 | -70.3856 | No | 110
Northern Region | Cardones220 | Northern Region | 05.Cardones Zone | -27.4891 | -70.3856 | No | 220
Northern Region | NvaCardones500 | Northern Region | 05.Cardones Zone | -27.5188 | -70.4257 | No | 500
Northern Region | Guacolda220 | Northern Region | 06.Maitencillo Zone | -28.4661 | -71.2577 | No | 220
Northern Region | Huasco110 | Northern Region | 06.Maitencillo Zone | -28.4706 | -71.2527 | No | 110
Northern Region | Maitencillo110 | Northern Region | 06.Maitencillo Zone | -28.5356 | -70.9227 | No | 110
Northern Region | Maitencillo220 | Northern Region | 06.Maitencillo Zone | -28.5356 | -70.9227 | No | 220
Northern Region | NvaMaitencillo500 | Northern Region | 06.Maitencillo Zone | -28.5443 | -70.9298 | No | 500
Northern Region | DonHector220 | Northern Region | 06.Maitencillo Zone | -29.111 | -70.9191 | No | 220
Northern Region | PColorada220 | Northern Region | 07.PandeAzucar Zone | -29.3682 | -71.0476 | No | 220
Northern Region | PAzucar110 | Northern Region | 07.PandeAzucar Zone | -29.9774 | -71.2761 | No | 110
Northern Region | PAzucar220 | Northern Region | 07.PandeAzucar Zone | -29.9774 | -71.2761 | No | 220
Northern Region | NvaPAzucar500 | Northern Region | 07.PandeAzucar Zone | -30.1206 | -71.2158 | No | 500
Northern Region | ElPenon110 | Northern Region | 07.PandeAzucar Zone | -30.1431 | -71.2279 | No | 110
Northern Region | DonGoyo220 | Northern Region | 08.Choapa Zone | -30.5463 | -71.4935 | No | 220
Northern Region | Talinay220 | Northern Region | 08.Choapa Zone | -30.8635 | -71.5978 | No | 220
Northern Region | LaCebada220 | Northern Region | 08.Choapa Zone | -31.0332 | -71.6142 | No | 220
Northern Region | MRedondo220 | Northern Region | 08.Choapa Zone | -31.0614 | -71.6125 | No | 220
Northern Region | PuntaSierra220 | Northern Region | 08.Choapa Zone | -31.1361 | -71.614 | No | 220
Northern Region | LPalmas220 | Northern Region | 08.Choapa Zone | -31.2878 | -71.5886 | No | 220
Northern Region | LVilos220 | Northern Region | 08.Choapa Zone | -31.938 | -71.4785 | No | 220
Northern Region | Mauro220 | Northern Region | 08.Choapa Zone | -31.9429 | -71.0061 | No
Northern Region | DonaCarmen220 | Northern Region | 08.Choapa Zone | -32.4787 | -71.2548 | No | 220
Central-Southern Region | Nogales220 | Central-Southern Region | 09.Coastal Zone | -32.7198 | -71.2267 | No | 220
Central-Southern Region | Cautin220 | Central-Southern Region | 12.Charrua Zone | -32.721 | -71.226 | No | 220
Central-Southern Region | Ventanas220 | Central-Southern Region | 09.Coastal Zone | -32.7491 | -71.4817 | No | 220
Central-Southern Region | Ventanas110 | Central-Southern Region | 09.Coastal Zone | -32.7499 | -71.4806 | No | 110
Central-Southern Region | Quintero220 | Central-Southern Region | 09.Coastal Zone | -32.7888 | -71.4862 | No | 220
Central-Southern Region | LVegas110 | Central-Southern Region | 10.Central Zone | -32.8435 | -71.0116 | No | 110
Central-Southern Region | LVegas110_exp | Central-Southern Region | 10.Central Zone | -32.8435 | -71.0116 | No | 110
Central-Southern Region | Pachacama110 | Central-Southern Region | 09.Coastal Zone | -32.8555 | -71.1548 | No | 110
Central-Southern Region | Torquemada110 | Central-Southern Region | 09.Coastal Zone | -32.9362 | -71.4719 | No | 110
Central-Southern Region | SanLuis220 | Central-Southern Region | 09.Coastal Zone | -32.9378 | -71.3168 | No | 220
Central-Southern Region | Quillota110 | Central-Southern Region | 09.Coastal Zone | -32.9525 | -71.2493 | No | 110
Central-Southern Region | Quillota220 | Central-Southern Region | 09.Coastal Zone | -32.9525 | -71.2493 | Yes | 220
Central-Southern Region | Miraflores110 | Central-Southern Region | 09.Coastal Zone | -33.0348 | -71.5254 | No | 110
Central-Southern Region | ASanta110 | Central-Southern Region | 09.Coastal Zone | -33.0774 | -71.5411 | No | 110
Central-Southern Region | ASanta220 | Central-Southern Region | 09.Coastal Zone | -33.0774 | -71.5411 | No | 220
Central-Southern Region | PPeuco110 | Central-Southern Region | 10.Central Zone | -33.1189 | -70.826 | No | 110
Central-Southern Region | Polpaico220 | Central-Southern Region | 10.Central Zone | -33.1963 | -70.861 | No | 220
Central-Southern Region | Polpaico500 | Central-Southern Region | 10.Central Zone | -33.1963 | -70.861 | No | 500
Central-Southern Region | ElSalto110 | Central-Southern Region | 10.Central Zone | -33.3581 | -70.6286 | No | 110
Central-Southern Region | Apoquindo110 | Central-Southern Region | 10.Central Zone | -33.4098 | -70.5643 | No | 110
Central-Southern Region | Renca110 | Central-Southern Region | 10.Central Zone | -33.4171 | -70.6897 | No | 110
Central-Southern Region | CNavia110 | Central-Southern Region | 10.Central Zone | -33.422 | -70.7297 | No | 110
Central-Southern Region | CNavia220 | Central-Southern Region | 10.Central Zone | -33.422 | -70.7297 | No | 220
Central-Southern Region | CNavia220_Desf | Central-Southern Region | 10.Central Zone | -33.422 | -70.7297 | No | 220
Central-Southern Region | Almendros110 | Central-Southern Region | 10.Central Zone | -33.4267 | -70.5078 | No | 110
Central-Southern Region | Almendros220 | Central-Southern Region | 10.Central Zone | -33.4267 | -70.5078 | No | 220
Central-Southern Region | SCristobal110 | Central-Southern Region | 10.Central Zone | -33.4269 | -70.6389 | No | 110
Central-Southern Region | LoAguirre220 | Central-Southern Region | 10.Central Zone | -33.4401 | -70.8977 | No | 220
Central-Southern Region | LoAguirre500 | Central-Southern Region | 10.Central Zone | -33.4479 | -70.9077 | No | 500
Central-Southern Region | Ochagavia110 | Central-Southern Region | 10.Central Zone | -33.4797 | -70.6671 | No | 110
Central-Southern Region | Alfalfal220 | Central-Southern Region | 10.Central Zone | -33.5023 | -70.1934 | No | 220
Central-Southern Region | Chena110 | Central-Southern Region | 10.Central Zone | -33.5261 | -70.7251 | No | 110
Central-Southern Region | Chena220 | Central-Southern Region | 10.Central Zone | -33.5261 | -70.7251 | No | 220
Central-Southern Region | LoEspejo110 | Central-Southern Region | 10.Central Zone | -33.5305 | -70.7119 | No | 110
Central-Southern Region | Florida110 | Central-Southern Region | 10.Central Zone | -33.547 | -70.5445 | No | 110
Central-Southern Region | StaRosa110 | Central-Southern Region | 10.Central Zone | -33.582 | -70.598 | No | 110
Central-Southern Region | PAltoCmpc110 | Central-Southern Region | 10.Central Zone | -33.6198 | -70.5666 | No | 110
Central-Southern Region | AMelipilla220 | Central-Southern Region | 10.Central Zone | -33.6915 | -71.2385 | No | 220
Central-Southern Region | SantaMarta220 | Central-Southern Region | 10.Central Zone | -33.7013 | -70.7967 | No | 220
Central-Southern Region | Buin110 | Central-Southern Region | 10.Central Zone | -33.7101 | -70.6911 | No | 110
Central-Southern Region | AJahuel110 | Central-Southern Region | 10.Central Zone | -33.7148 | -70.6912 | No | 110
Central-Southern Region | AJahuel154 | Central-Southern Region | 11.Ancoa Zone | -33.7148 | -70.6912 | No | 154
Central-Southern Region | AJahuel220 | Central-Southern Region | 10.Central Zone | -33.7148 | -70.6912 | No | 220
Central-Southern Region | AJahuel500 | Central-Southern Region | 10.Central Zone | -33.7148 | -70.6912 | No | 500
Central-Southern Region | Paine154 | Central-Southern Region | 11.Ancoa Zone | -33.8238 | -70.7516 | No | 154
Central-Southern Region | SFcoMost066 | Central-Southern Region | 11.Ancoa Zone | -33.981 | -70.7013 | No | 66
Central-Southern Region | Candelaria220 | Central-Southern Region | 11.Ancoa Zone | -34.034 | -70.6104 | No | 220
Central-Southern Region | Rapel220 | Central-Southern Region | 10.Central Zone | -34.0374 | -71.5843 | No | 220
Central-Southern Region | Tuniche154_I | Central-Southern Region | 11.Ancoa Zone | -34.1195 | -70.7533 | No | 154
Central-Southern Region | Tuniche154_II | Central-Southern Region | 11.Ancoa Zone | -34.1195 | -70.7533 | No | 154
Central-Southern Region | Rancagua154 | Central-Southern Region | 11.Ancoa Zone | -34.1664 | -70.726 | No | 154
Central-Southern Region | PCortes154 | Central-Southern Region | 11.Ancoa Zone | -34.183 | -70.8406 | No | 154
Central-Southern Region | Sauzal110_BP1 | Central-Southern Region | 10.Central Zone | -34.2516 | -70.632 | No | 110
Central-Southern Region | Sauzal110_BP2 | Central-Southern Region | 11.Ancoa Zone | -34.2516 | -70.632 | No | 110
Central-Southern Region | Sauzal154 | Central-Southern Region | 11.Ancoa Zone | -34.2516 | -70.632 | No | 154
Central-Southern Region | Tilcoco154 | Central-Southern Region | 11.Ancoa Zone | -34.3327 | -70.9115 | No | 154
Central-Southern Region | Malloa154 | Central-Southern Region | 11.Ancoa Zone | -34.4577 | -70.9594 | No | 154
Central-Southern Region | Tinguiririca154 | Central-Southern Region | 11.Ancoa Zone | -34.611 | -71.0151 | No | 154
Central-Southern Region | Tinguiririca220 | Central-Southern Region | 11.Ancoa Zone | -34.6115 | -71.016 | No
Central-Southern Region | PNegro220 | Central-Southern Region | 11.Ancoa Zone | -34.6892 | -70.8971 | No | 220
Central-Southern Region | Teno154 | Central-Southern Region | 11.Ancoa Zone | -34.868 | -71.1412 | No | 154
Central-Southern Region | Itahue154 | Central-Southern Region | 11.Ancoa Zone | -35.1393 | -71.3673 | No | 154
Central-Southern Region | Itahue220 | Central-Southern Region | 11.Ancoa Zone | -35.1393 | -71.3673 | No | 220
Central-Southern Region | Constitucion066 | Central-Southern Region | 11.Ancoa Zone | -35.3636 | -72.4025 | No | 66
Central-Southern Region | Talca066 | Central-Southern Region | 11.Ancoa Zone | -35.4372 | -71.6405 | No | 66
Central-Southern Region | SantaIsabel220 | Central-Southern Region | 11.Ancoa Zone | -35.4818 | -71.3466 | No | 220
Central-Southern Region | Maule154 | Central-Southern Region | 11.Ancoa Zone | -35.5 | -71.5293 | No | 154
Central-Southern Region | Maule220 | Central-Southern Region | 11.Ancoa Zone | -35.5 | -71.5293 | No | 220
Central-Southern Region | NvaNirivilo220 | Central-Southern Region | 11.Ancoa Zone | -35.5542 | -72.1241 | No | 220
Central-Southern Region | SJavier066 | Central-Southern Region | 11.Ancoa Zone | -35.5887 | -71.7121 | No | 66
Central-Southern Region | Ancoa220 | Central-Southern Region | 11.Ancoa Zone | -35.6819 | -71.3772 | No | 220
Central-Southern Region | Ancoa500 | Central-Southern Region | 11.Ancoa Zone | -35.6819 | -71.3772 | No | 500
Central-Southern Region | Colbun220 | Central-Southern Region | 11.Ancoa Zone | -35.6862 | -71.3766 | No | 220
Central-Southern Region | Pehuenche220 | Central-Southern Region | 11.Ancoa Zone | -35.7311 | -71.1635 | No | 220
Central-Southern Region | Cipreses154 | Central-Southern Region | 11.Ancoa Zone | -35.7862 | -70.812 | No | 154
Central-Southern Region | Linares154 | Central-Southern Region | 11.Ancoa Zone | -35.845 | -71.6281 | No | 154
Central-Southern Region | NvaCauquenes220 | Central-Southern Region | 12.Charrua Zone | -35.9623 | -72.3037 | No | 220
Central-Southern Region | Parral154 | Central-Southern Region | 12.Charrua Zone | -36.1323 | -71.8043 | No | 154
Central-Southern Region | SantaElvira066 | Central-Southern Region | 12.Charrua Zone | -36.5961 | -72.0986 | No | 66
Central-Southern Region | Chillan154 | Central-Southern Region | 12.Charrua Zone | -36.6256 | -72.0927 | No | 154
Central-Southern Region | SVicente154 | Central-Southern Region | 13.Concepcion Zone | -36.7474 | -73.1239 | No | 154
Central-Southern Region | Petroquim154 | Central-Southern Region | 13.Concepcion Zone | -36.785 | -73.1191 | No | 154
Central-Southern Region | Hualpen154 | Central-Southern Region | 13.Concepcion Zone | -36.788 | -73.121 | No | 154
Central-Southern Region | Hualpen220 | Central-Southern Region | 13.Concepcion Zone | -36.788 | -73.121 | No | 220
Central-Southern Region | Concepcion066 | Central-Southern Region | 13.Concepcion Zone | -36.8045 | -73.0324 | No | 66
Central-Southern Region | Concepcion154 | Central-Southern Region | 13.Concepcion Zone | -36.8045 | -73.0324 | No | 154
Central-Southern Region | Guindo066 | Central-Southern Region | 13.Concepcion Zone | -36.8739 | -73.1287 | No
Central-Southern Region | Guindo220 | Central-Southern Region | 13.Concepcion Zone | -36.8739 | -73.1287 | No
Central-Southern Region | Fopaco154 | Central-Southern Region | 13.Concepcion Zone | -36.9347 | -73.155 | No | 154
Central-Southern Region | Lagunillas154 | Central-Southern Region | 13.Concepcion Zone | -36.9879 | -73.1335 | No | 154
Central-Southern Region | Lagunillas220 | Central-Southern Region | 13.Concepcion Zone | -36.9879 | -73.1335 | No | 220
Central-Southern Region | EntreRios220 | Central-Southern Region | 12.Charrua Zone | -36.9908 | -72.211 | No | 500
Central-Southern Region | EntreRios500 | Central-Southern Region | 12.Charrua Zone | -36.9908 | -72.211 | No | 500
Central-Southern Region | Coronel066 | Central-Southern Region | 13.Concepcion Zone | -37.0088 | -73.152 | No | 66
Central-Southern Region | Coronel154 | Central-Southern Region | 13.Concepcion Zone | -37.0088 | -73.152 | No | 154
Central-Southern Region | SantaMaria220 | Central-Southern Region | 12.Charrua Zone | -37.0401 | -73.1308 | No | 220
Central-Southern Region | Charrua066 | Central-Southern Region | 12.Charrua Zone | -37.0951 | -72.3216 | No | 66
Central-Southern Region | Charrua154 | Central-Southern Region | 12.Charrua Zone | -37.0951 | -72.3216 | No | 154
Central-Southern Region | Charrua220 | Central-Southern Region | 12.Charrua Zone | -37.0951 | -72.3216 | No | 220
Central-Southern Region | Charrua500 | Central-Southern Region | 12.Charrua Zone | -37.0951 | -72.3216 | No | 500
Central-Southern Region | Cholguan066 | Central-Southern Region | 12.Charrua Zone | -37.165 | -72.0732 | No | 66
Central-Southern Region | Cholguan220 | Central-Southern Region | 12.Charrua Zone | -37.165 | -72.0732 | No | 220
Central-Southern Region | Horcones066 | Central-Southern Region | 13.Concepcion Zone | -37.2125 | -73.2163 | No | 66
Central-Southern Region | Trupan220 | Central-Southern Region | 12.Charrua Zone | -37.3104 | -71.6293 | No | 220
Central-Southern Region | Antuco220 | Central-Southern Region | 12.Charrua Zone | -37.3109 | -71.6307 | No | 220
Central-Southern Region | Duqueco220 | Central-Southern Region | 12.Charrua Zone | -37.5184 | -72.3226 | No | 110
Central-Southern Region | Mulchen220 | Central-Southern Region | 12.Charrua Zone | -37.6812 | -72.2539 | No | 220
Central-Southern Region | LosNotros220 | Central-Southern Region | 12.Charrua Zone | -37.7087 | -71.8213 | No | 220
Central-Southern Region | Pangue220 | Central-Southern Region | 12.Charrua Zone | -37.9062 | -71.6141 | No | 220
Central-Southern Region | Ralco220 | Central-Southern Region | 12.Charrua Zone | -37.9986 | -71.5173 | No | 220
Central-Southern Region | Lautaro066 | Central-Southern Region | 12.Charrua Zone | -38.5414 | -72.4613 | No | 66
Central-Southern Region | Temuco066 | Central-Southern Region | 12.Charrua Zone | -38.7088 | -72.5578 | No | 66
Central-Southern Region | Temuco220 | Central-Southern Region | 12.Charrua Zone | -38.7088 | -72.5578 | No | 220
Central-Southern Region | RioTolten220 | Central-Southern Region | 12.Charrua Zone | -38.9776 | -72.6459 | No | 220
Central-Southern Region | Ciruelos220 | Central-Southern Region | 14.Valdivia Zone | -39.5493 | -72.9111 | No | 220
Central-Southern Region | Valdivia220 | Central-Southern Region | 14.Valdivia Zone | -39.8013 | -73.1855 | No | 220
Central-Southern Region | Pichirropulli220 | Central-Southern Region | 14.Valdivia Zone | -40.1604 | -72.8875 | No | 220
Central-Southern Region | Pichirrahue220 | Central-Southern Region | 15.Osorno Zone | -40.5722 | -73.0843 | No | 220
Central-Southern Region | Rahue220 | Central-Southern Region | 15.Osorno Zone | -40.5733 | -73.0843 | No | 220
Central-Southern Region | FrutillarNorte220 | Central-Southern Region | 16.PuertoMontt Zone | -41.0699 | -73.0961 | No | 220
Central-Southern Region | Tineo220 | Central-Southern Region | 16.PuertoMontt Zone | -41.2808 | -73.0946 | No | 220
Central-Southern Region | PMontt220 | Central-Southern Region | 16.PuertoMontt Zone | -41.4513 | -72.9522 | No | 220
Central-Southern Region | Molinos110 | Central-Southern Region | 16.PuertoMontt Zone | -41.5188 | -73.0777 | No | 110
Central-Southern Region | Canutillar220 | Central-Southern Region | 16.PuertoMontt Zone | -41.5286 | -72.3419 | No | 220
Central-Southern Region | Chiloe220 | Central-Southern Region | 16.PuertoMontt Zone | -42.1436 | -73.7148 | No
Central-Southern Region | Chiloe110 | Central-Southern Region | 16.PuertoMontt Zone | -42.1443 | -73.7142 | No | 110
Central-Southern Region | Degan110 | Central-Southern Region | 16.PuertoMontt Zone | -42.145 | -73.7147 | No | 110
Central-Southern Region | Pid-Pid110 | Central-Southern Region | 16.PuertoMontt Zone | -42.4154 | -73.7733 | No | 110
Central-Southern Region | Chonchi110 | Central-Southern Region | 16.PuertoMontt Zone | -42.627 | -73.8057 | No | 110

## Calculadora Coordenadas Infotec
Reporte Subestaciones |  | DATUM WGS84 |  | Excentricidad | 0.081819
Ficha Técnica: Informacion Subestaciones |  | a (semieje mayor) | 6378137 | 2ª Excentric. ( e' ) | 0.082094
Fecha generación reporte : 18-12-2023 11:22 |  | b (semieje menor) | 6356752.3142 | e' ² | 0.0067395
Total Instalaciones : 1205 |  |  |  | c (radio polar de curvatura) | 6399593.6258
[32 empty] | Coordenadas de Infotécnica | [9 empty] | Coordenadas de Plexos
[32 empty] | Coordenadas Geográficas | [7 empty] | GRADOS, MINUTOS, SEGUNDOS |  | Coordenadas geográficas
ID | Nombre | Nombre Propietario | Comuna | Coordenada Este | Coordenada Norte | Zona o Huso [Ej: 18H-19J etc.] | Zona | Banda Latitud | Hemisferio | Meridiano Central | Y al sur del Ecuador | Fi' | Ni | a | A1 | A2 | J2 | J4 | J6 | ALFA | BETA | GAMMA | B(fi) | b | Zeta | Xi | Eta | sen h Xi | Delta Lambda | Tau | Fi en radianes | LATITUD | LONGITUD | GRADOS LON | MINUTOS LON | SEGUNDOS LON | GRADOS LAT | MINUTOS LAT | SEGUNDOS LAT | LATITUD | LONGITUD | LATITUD | LONGITUD | Coinciden | Nombre Plexos
199 | S/E CENTRAL ALFALFAL | AES ANDES S.A. | SAN JOSÉ DE MAIPO | 389154 | 6292393.0129 | 19H | 19 | H | S | -69 | -3707606.9871 | -0.58262 | 6382056.087 | -0.017368 | -0.91889 | -0.6407 | -1.0421 | -0.94172 | -1.7185 | 0.0050546 | 4.2582e-05 | 1.6741e-07 | -3693616.3449 | -0.0021922 | 7.0878e-07 | -0.017368 | -0.58481 | -0.017369 | -0.020828 | -0.58471 | -0.58472 | -33.5023 | -70.1934 | -70 | -11 | -36.097 | -33 | -30 | -8.136 | 33°30 ' 8,136 "S | 70°11 ' 36,097 " | -33.5023 | -70.1934 | si | alfalfal220
200 | S/E CENTRAL LAGUNA VERDE | AES ANDES S.A. | VALPARAÍSO | 250123.25 | 6334053.43 | 19H | 19 | H | S | -69 | -3665946.57 | -0.57608 | 6381927.6907 | -0.039154 | -0.91364 | -0.64253 | -1.0329 | -0.9353 | -1.7095 | 0.0050546 | 4.2582e-05 | 1.6741e-07 | -3652032.1129 | -0.0021803 | 3.633e-06 | -0.039154 | -0.57826 | -0.039164 | -0.046733 | -0.57776 | -0.57776 | -33.1035 | -71.6776 | -71 | -40 | -39.432 | -33 | -6 | -12.446 | 33°6 ' 12,446 "S | 71°40 ' 39,432 " |  |  | NO SE ENCUENTRA
201 | S/E CENTRAL MAITENES | AES ANDES S.A. | SAN JOSÉ DE MAIPO | 382821 | 6289100.013 | 19H | 19 | H | S | -69 | -3710899.987 | -0.58314 | 6382066.2675 | -0.018361 | -0.91929 | -0.64055 | -1.0428 | -0.94223 | -1.7192 | 0.0050546 | 4.2582e-05 | 1.6741e-07 | -3696903.43 | -0.0021931 | 7.9154e-07 | -0.018361 | -0.58533 | -0.018362 | -0.022025 | -0.58522 | -0.58523 | -33.5313 | -70.262 | -70 | -15 | -43.049 | -33 | -31 | -52.604 | 33°31 ' 52,604 "S | 70°15 ' 43,049 " |  |  | NO SE ENCUENTRA
203 | S/E CENTRAL QUELTEHUES | AES ANDES S.A. | SAN JOSÉ DE MAIPO | 387185.02 | 6258004.74 | 19H | 19 | H | S | -69 | -3741995.26 | -0.58803 | 6382162.623 | -0.017677 | -0.9231 | -0.63905 | -1.0496 | -0.94694 | -1.7257 | 0.0050546 | 4.2582e-05 | 1.6741e-07 | -3727943.6271 | -0.0022017 | 7.2892e-07 | -0.017677 | -0.59023 | -0.017678 | -0.021274 | -0.59012 | -0.59013 | -33.8121 | -70.2189 | -70 | -13 | -8.109 | -33 | -48 | -43.726 | 33°48 ' 43,726 "S | 70°13 ' 8,109 " |  |  | NO SE ENCUENTRA
204 | S/E SAN PEDRO (CTNG) | COMPAÑÍA TRANSMISORA DEL NORTE GRANDE S.A. | QUILLOTA | 288251.18 | 6353504.92 | 19H | 19 | H | S | -69 | -3646495.08 | -0.57302 | 6381867.9985 | -0.03318 | -0.91114 | -0.64331 | -1.0286 | -0.93227 | -1.7052 | 0.0050546 | 4.2582e-05 | 1.6741e-07 | -3632617.0521 | -0.0021746 | 2.6193e-06 | -0.03318 | -0.57519 | -0.033186 | -0.039529 | -0.57484 | -0.57485 | -32.9362 | -71.2649 | -71 | -15 | -53.507 | -32 | -56 | -10.475 | 32°56 ' 10,475 "S | 71°15 ' 53,507 " | -32.9525 | -71.2493 | si | Quillota 110/ Quillota 220
205 | S/E CENTRAL SANTA LIDIA | GENERADORA METROPOLITANA SPA | CABRERO | 738463 | 5891386 | 18H | 18 | H | S | -75 | -4108614 | -0.64564 | 6383326.1268 | 0.037357 | -0.96119 | -0.61319 | -1.1262 | -0.99797 | -1.7937 | 0.0050546 | 4.2582e-05 | 1.6741e-07 | -4094020.7152 | -0.0022862 | 3.0001e-06 | 0.037357 | -0.64792 | 0.037366 | 0.046829 | -0.6474 | -0.6474 | -37.0935 | -72.3169 | -72 | -19 | -0.84 | -37 | -5 | -36.613 | 37°5 ' 36,613 "S | 72°19 ' 0,84 " |  |  | NO SE ENCUENTRA
206 | S/E TORQUEMADA | COMPAÑÍA TRANSMISORA DEL NORTE GRANDE S.A. | CONCÓN | 268850.28 | 6353171.91 | 19H | 19 | H | S | -69 | -3646828.09 | -0.57307 | 6381869.019 | -0.03622 | -0.91118 | -0.6433 | -1.0287 | -0.93232 | -1.7053 | 0.0050546 | 4.2582e-05 | 1.6741e-07 | -3632949.4339 | -0.0021747 | 3.121e-06 | -0.03622 | -0.57525 | -0.036228 | -0.04315 | -0.57482 | -0.57483 | -32.9353 | -71.4723 | -71 | -28 | -20.273 | -32 | -56 | -7.124 | 32°56 ' 7,124 "S | 71°28 ' 20,273 " | -32.9362 | -71.4719 | si | Torquemada 110
207 | S/E VENTANAS | AES ANDES S.A. | PUCHUNCAVÍ | 267552.09 | 6373758.69 | 19H | 19 | H | S | -69 | -3626241.31 | -0.56984 | 6381806.0212 | -0.036424 | -0.9085 | -0.64408 | -1.0241 | -0.92908 | -1.7007 | 0.0050546 | 4.2582e-05 | 1.6741e-07 | -3612401.7919 | -0.0021686 | 3.1694e-06 | -0.036423 | -0.57201 | -0.036432 | -0.043302 | -0.57158 | -0.57159 | -32.7495 | -71.481 | -71 | -28 | -51.607 | -32 | -44 | -58.223 | 32°44 ' 58,223 "S | 71°28 ' 51,607 " | -32.7491 | -71.4817 | si | Ventanas220
209 | S/E CENTRAL HORCONES | ARAUCO BIOENERGÍA S.A. | ARAUCO | 658233.4 | 5880147.6 | 18H | 18 | H | S | -75 | -4119852.4 | -0.6474 | 6383362.5024 | 0.024788 | -0.96216 | -0.61217 | -1.1285 | -0.9994 | -1.7955 | 0.0050546 | 4.2582e-05 | 1.6741e-07 | -4105245.6968 | -0.0022882 | 1.3174e-06 | 0.024788 | -0.64969 | 0.024791 | 0.031124 | -0.64946 | -0.64947 | -37.2118 | -73.2167 | -73 | -13 | -0.261 | -37 | -12 | -42.302 | 37°12 ' 42,302 "S | 73°13 ' 0,261 " | -37.2125 | -73.2163 | si | Horcones066
210 | S/E CENTRAL PUNTA COLORADA | COMPAÑÍA BARRICK CHILE GENERACIÓN SPA | LA HIGUERA | 301655.6073 | 6749627.2691 | 19J | 19 | J | S | -69 | -3250372.7309 | -0.51077 | 6380691.6671 | -0.031085 | -0.85291 | -0.64909 | -0.93723 | -0.86519 | -1.6066 | 0.0050546 | 4.2582e-05 | 1.6741e-07 | -3237352.6276 | -0.0020405 | 2.478e-06 | -0.031085 | -0.51281 | -0.03109 | -0.035664 | -0.51254 | -0.51255 | -29.3669 | -71.0434 | -71 | -2 | -36.326 | -29 | -22 | -0.894 | 29°22 ' 0,894 "S | 71°2 ' 36,326 " | -29.3682 | -71.0476 | si | PColorada220
211 | S/E YUNGAY | CENTRAL YUNGAY S.A. | CABRERO | 740489 | 5890053 | 18H | 18 | H | S | -75 | -4109947 | -0.64585 | 6383330.4394 | 0.037675 | -0.9613 | -0.61307 | -1.1265 | -0.99814 | -1.7939 | 0.0050546 | 4.2582e-05 | 1.6741e-07 | -4095352.1136 | -0.0022864 | 3.0503e-06 | 0.037674 | -0.64813 | 0.037683 | 0.047234 | -0.6476 | -0.6476 | -37.105 | -72.2937 | -72 | -17 | -37.321 | -37 | -6 | -17.958 | 37°6 ' 17,958 "S | 72°17 ' 37,321 " |  |  | NO SE ENCUENTRA
212 | S/E CENTRAL CARDONES | CENTRAL CARDONES S.A. | COPIAPÓ | 363125.7684 | 6958682.4074 | 19J | 19 | J | S | -69 | -3041317.5926 | -0.47792 | 6380104.8452 | -0.021453 | -0.8168 | -0.64401 | -0.88632 | -0.82574 | -1.5455 | 0.0050546 | 4.2582e-05 | 1.6741e-07 | -3028836.2771 | -0.0019563 | 1.2228e-06 | -0.021453 | -0.47988 | -0.021455 | -0.024182 | -0.47976 | -0.47977 | -27.4886 | -70.3855 | -70 | -23 | -7.908 | -27 | -29 | -18.946 | 27°29 ' 18,946 "S | 70°23 ' 7,908 " | -27.4891 | -70.3856 | si | Cardones110/Cardones220
213 | S/E PLANTA CONSTITUCION | CELULOSA ARAUCO Y CONSTITUCIÓN S.A. | CONSTITUCIÓN | 734735 | 6087858 | 18H | 18 | H | S | -75 | -3912142 | -0.61476 | 6382696.6547 | 0.036777 | -0.94233 | -0.62886 | -1.0859 | -0.97166 | -1.7593 | 0.0050546 | 4.2582e-05 | 1.6741e-07 | -3897814.098 | -0.0022448 | 3.0415e-06 | 0.036777 | -0.61701 | 0.036785 | 0.045071 | -0.61653 | -0.61654 | -35.325 | -72.4176 | -72 | -25 | -3.534 | -35 | -19 | -29.898 | 35°19 ' 29,898 "S | 72°25 ' 3,534 " | -35.3636 | -72.4025 | si | Constitucion066
214 | S/E PLANTA ARAUCO | CELULOSA ARAUCO Y CONSTITUCIÓN S.A. | ARAUCO | 657616 | 5880400 | 18H | 18 | H | S | -75 | -4119600 | -0.64736 | 6383361.6851 | 0.024692 | -0.96213 | -0.61219 | -1.1284 | -0.99937 | -1.7955 | 0.0050546 | 4.2582e-05 | 1.6741e-07 | -4104993.596 | -0.0022882 | 1.3072e-06 | 0.024692 | -0.64965 | 0.024694 | 0.031001 | -0.64942 | -0.64943 | -37.2096 | -73.2237 | -73 | -13 | -25.49 | -37 | -12 | -34.492 | 37°12 ' 34,492 "S | 73°13 ' 25,49 " |  |  | NO SE ENCUENTRA
215 | S/E PLANTA VALDIVIA | CELULOSA ARAUCO Y CONSTITUCIÓN S.A. | MARIQUINA | 680191 | 5618452 | 18H | 18 | H | S | -75 | -4381548 | -0.68853 | 6384219.0546 | 0.028224 | -0.98129 | -0.58511 | -1.1792 | -1.0307 | -1.8341 | 0.0050546 | 4.2582e-05 | 1.6741e-07 | -4366683.5118 | -0.0023283 | 1.6006e-06 | 0.028224 | -0.69086 | 0.028228 | 0.03661 | -0.69053 | -0.69053 | -39.5647 | -72.9024 | -72 | -54 | -8.594 | -39 | -33 | -52.971 | 39°33 ' 52,971 "S | 72°54 ' 8,594 " |  |  | NO SE ENCUENTRA
216 | S/E NUEVA ALDEA | CELULOSA ARAUCO Y CONSTITUCIÓN S.A. | RÁNQUIL | 725415.63 | 5939726.15 | 18H | 18 | H | S | -75 | -4060273.85 | -0.63804 | 6383170.0959 | 0.035314 | -0.95689 | -0.61741 | -1.1165 | -0.99172 | -1.7857 | 0.0050546 | 4.2582e-05 | 1.6741e-07 | -4045740.4666 | -0.0022768 | 2.7115e-06 | 0.035314 | -0.64032 | 0.035321 | 0.044018 | -0.63985 | -0.63986 | -36.6614 | -72.4779 | -72 | -28 | -40.567 | -36 | -39 | -41.009 | 36°39 ' 41,009 "S | 72°28 ' 40,567 " |  |  | NO SE ENCUENTRA
218 | S/E CENTRAL LICANTEN | CELULOSA ARAUCO Y CONSTITUCIÓN S.A. | LICANTÉN | 772373 | 6124428 | 18H | 18 | H | S | -75 | -3875572 | -0.60902 | 6382580.946 | 0.042674 | -0.93842 | -0.63132 | -1.0782 | -0.9665 | -1.7524 | 0.0050546 | 4.2582e-05 | 1.6741e-07 | -3861299.8723 | -0.0022361 | 4.1284e-06 | 0.042674 | -0.61125 | 0.042687 | 0.052079 | -0.61062 | -0.61062 | -34.9861 | -72.0161 | -72 | 0 | -58.012 | -34 | -59 | -10.012 | 34°59 ' 10,012 "S | 72°0 ' 58,012 " |  |  | NO SE ENCUENTRA
219 | S/E CENTRAL ANTILHUE | GENERADORA ANTILHUE SPA | VALDIVIA | 655309.27 | 5592720.63 | 18H | 18 | H | S | -75 | -4407279.37 | -0.69257 | 6384304.1421 | 0.024327 | -0.98282 | -0.58212 | -1.184 | -1.0335 | -1.8375 | 0.0050546 | 4.2582e-05 | 1.6741e-07 | -4392395.2401 | -0.0023314 | 1.1811e-06 | 0.024327 | -0.6949 | 0.024329 | 0.031663 | -0.69466 | -0.69466 | -39.8013 | -73.1858 | -73 | -11 | -9.004 | -39 | -48 | -4.723 | 39°48 ' 4,723 "S | 73°11 ' 9,004 " | -39.8013 | -73.1855 |  | Valdivia220
220 | S/E CENTRAL CANUTILLAR | COLBÚN S.A. | COCHAMÓ | 721766 | 5399152 | 18G | 18 | G | S | -75 | -4600848 | -0.72299 | 6384948.0951 | 0.034733 | -0.99222 | -0.55787 | -1.2191 | -1.0538 | -1.8609 | 0.0050546 | 4.2582e-05 | 1.6741e-07 | -4585849.1985 | -0.0023491 | 2.2856e-06 | 0.034733 | -0.72534 | 0.03474 | 0.046393 | -0.7248 | -0.72481 | -41.5286 | -72.3419 | -72 | -20 | -30.78 | -41 | -31 | -42.855 | 41°31 ' 42,855 "S | 72°20 ' 30,78 " | -41.5286 | -72.3419 | si | Canutillar220
221 | S/E CANDELARIA | ALFA TRANSMISORA DE ENERGÍA S.A. | MOSTAZAL | 351217.17 | 6232917 | 19H | 19 | H | S | -69 | -3767083 | -0.59197 | 6382240.653 | -0.023312 | -0.9261 | -0.63775 | -1.055 | -0.9507 | -1.7309 | 0.0050546 | 4.2582e-05 | 1.6741e-07 | -3752987.9583 | -0.0022085 | 1.2611e-06 | -0.023312 | -0.59418 | -0.023314 | -0.028129 | -0.59399 | -0.594 | -34.0339 | -70.6117 | -70 | -36 | -42.024 | -34 | -2 | -1.94 | 34°2 ' 1,94 "S | 70°36 ' 42,024 " | -34.034 | -70.6104 | si | Candelaria220
222 | S/E CENTRAL CANDELARIA | COLBÚN S.A. | MOSTAZAL | 351019.9802 | 6232915.0141 | 19H | 19 | H | S | -69 | -3767084.9859 | -0.59197 | 6382240.6592 | -0.023343 | -0.9261 | -0.63775 | -1.055 | -0.9507 | -1.7309 | 0.0050546 | 4.2582e-05 | 1.6741e-07 | -3752989.9408 | -0.0022085 | 1.2644e-06 | -0.023343 | -0.59418 | -0.023345 | -0.028166 | -0.59399 | -0.594 | -34.0339 | -70.6138 | -70 | -36 | -49.712 | -34 | -2 | -1.903 | 34°2 ' 1,903 "S | 70°36 ' 49,712 " | -34.034 | -70.6104 | si | Candelaria221
223 | S/E COLBUN | ALFA TRANSMISORA DE ENERGÍA S.A. | COLBÚN | 284870.19 | 6048282.41 | 19H | 19 | H | S | -69 | -3951717.59 | -0.62098 | 6382822.4131 | -0.033704 | -0.94642 | -0.62603 | -1.0942 | -0.97715 | -1.7666 | 0.0050546 | 4.2582e-05 | 1.6741e-07 | -3937331.5721 | -0.0022539 | 2.5321e-06 | -0.033704 | -0.62324 | -0.033711 | -0.041492 | -0.62283 | -0.62284 | -35.6859 | -71.3773 | -71 | -22 | -38.406 | -35 | -41 | -9.309 | 35°41 ' 9,309 "S | 71°22 ' 38,406 " | -35.6862 | -71.3766 | si | Colbun220
224 | S/E CENTRAL MACHICURA | COLBÚN S.A. | COLBÚN | 283267.65 | 6043168.63 | 19H | 19 | H | S | -69 | -3956831.37 | -0.62179 | 6382838.7031 | -0.033955 | -0.94694 | -0.62565 | -1.0953 | -0.97785 | -1.7675 | 0.0050546 | 4.2582e-05 | 1.6741e-07 | -3942438.0132 | -0.002255 | 2.567e-06 | -0.033955 | -0.62404 | -0.033962 | -0.041825 | -0.62363 | -0.62363 | -35.7316 | -71.3964 | -71 | -23 | -47.075 | -35 | -43 | -53.888 | 35°43 ' 53,888 "S | 71°23 ' 47,075 " |  |  | NO SE ENCUENTRA
225 | S/E MAIPO | ALFA TRANSMISORA DE ENERGÍA S.A. | BUIN | 343244.85 | 6268036.99 | 19H | 19 | H | S | -69 | -3731963.01 | -0.58645 | 6382131.492 | -0.024562 | -0.92188 | -0.63954 | -1.0474 | -0.94543 | -1.7236 | 0.0050546 | 4.2582e-05 | 1.6741e-07 | -3717928.9925 | -0.002199 | 1.4103e-06 | -0.024562 | -0.58865 | -0.024564 | -0.029526 | -0.58845 | -0.58846 | -33.7161 | -70.6917 | -70 | -41 | -30.264 | -33 | -42 | -57.953 | 33°42 ' 57,953 "S | 70°41 ' 30,264 " | -33.7101 | -70.6911 | si | Buin110
226 | S/E CENTRAL NEHUENCO I | COLBÚN S.A. | QUILLOTA | 282714.3 | 6353227.31 | 19H | 19 | H | S | -69 | -3646772.69 | -0.57306 | 6381868.8492 | -0.034047 | -0.91117 | -0.6433 | -1.0287 | -0.93231 | -1.7052 | 0.0050546 | 4.2582e-05 | 1.6741e-07 | -3632894.1384 | -0.0021747 | 2.7579e-06 | -0.034047 | -0.57524 | -0.034054 | -0.040563 | -0.57486 | -0.57487 | -32.9377 | -71.3241 | -71 | -19 | -26.793 | -32 | -56 | -15.569 | 32°56 ' 15,569 "S | 71°19 ' 26,793 " |  |  | NO SE ENCUENTRA
227 | S/E LAS TORTOLAS | ALFA TRANSMISORA DE ENERGÍA S.A. | COLINA | 341217.35 | 6331609 | 19H | 19 | H | S | -69 | -3668391 | -0.57646 | 6381935.2038 | -0.02488 | -0.91395 | -0.64243 | -1.0334 | -0.93568 | -1.71 | 0.0050546 | 4.2582e-05 | 1.6741e-07 | -3654472.0035 | -0.002181 | 1.4662e-06 | -0.02488 | -0.57864 | -0.024883 | -0.029712 | -0.57844 | -0.57845 | -33.1426 | -70.7024 | -70 | -42 | -8.581 | -33 | -8 | -33.534 | 33°8 ' 33,534 "S | 70°42 ' 8,581 " |  |  | NO SE ENCUENTRA
228 | S/E CENTRAL RUCUE | COLBÚN S.A. | QUILLECO | 246102.9992 | 5861244.0197 | 19H | 19 | H | S | -69 | -4138755.9803 | -0.65037 | 6383423.7715 | -0.039774 | -0.96376 | -0.61043 | -1.1323 | -1.0018 | -1.7985 | 0.0050546 | 4.2582e-05 | 1.6741e-07 | -4124127.1398 | -0.0022917 | 3.3766e-06 | -0.039774 | -0.65267 | -0.039785 | -0.050036 | -0.65206 | -0.65207 | -37.3608 | -71.8668 | -71 | -52 | -0.584 | -37 | -21 | -38.922 | 37°21 ' 38,922 "S | 71°52 ' 0,584 " |  |  | NO SE ENCUENTRA
229 | S/E CENTRAL SAN IGNACIO | COLBÚN S.A. | YERBAS BUENAS | 269860.75 | 6055842.79 | 19H | 19 | H | S | -69 | -3944157.21 | -0.61979 | 6382798.3462 | -0.036056 | -0.94565 | -0.62658 | -1.0926 | -0.97611 | -1.7652 | 0.0050546 | 4.2582e-05 | 1.6741e-07 | -3929782.1138 | -0.0022522 | 2.9027e-06 | -0.036056 | -0.62205 | -0.036064 | -0.044347 | -0.62158 | -0.62159 | -35.6144 | -71.5409 | -71 | -32 | -27.238 | -35 | -36 | -51.948 | 35°36 ' 51,948 "S | 71°32 ' 27,238 " |  |  | NO SE ENCUENTRA
230 | S/E CENTRAL QUILLECO | COLBÚN S.A. | QUILLECO | 238144.62 | 5863833.39 | 19H | 19 | H | S | -69 | -4136166.61 | -0.64997 | 6383415.3729 | -0.041021 | -0.96354 | -0.61067 | -1.1317 | -1.0015 | -1.7981 | 0.0050546 | 4.2582e-05 | 1.6741e-07 | -4121540.7697 | -0.0022912 | 3.5938e-06 | -0.041021 | -0.65226 | -0.041033 | -0.051586 | -0.65162 | -0.65162 | -37.3353 | -71.9557 | -71 | -57 | -20.402 | -37 | -20 | -7.048 | 37°20 ' 7,048 "S | 71°57 ' 20,402 " |  |  | NO SE ENCUENTRA
231 | S/E CENTRAL CHIBURGO | COLBÚN S.A. | COLBÚN | 286822.95 | 6051076.1 | 19H | 19 | H | S | -69 | -3948923.9 | -0.62054 | 6382813.5177 | -0.033399 | -0.94614 | -0.62623 | -1.0936 | -0.97677 | -1.7661 | 0.0050546 | 4.2582e-05 | 1.6741e-07 | -3934541.9079 | -0.0022532 | 2.4879e-06 | -0.033399 | -0.6228 | -0.033405 | -0.041103 | -0.6224 | -0.6224 | -35.6612 | -71.355 | -71 | -21 | -18.116 | -35 | -39 | -40.232 | 35°39 ' 40,232 "S | 71°21 ' 18,116 " |  |  | NO SE ENCUENTRA
232 | S/E CENTRAL LOS PINOS | COLBÚN S.A. | CABRERO | 737790.8 | 5892166.17 | 18 H | 18 | H | S | -75 | -4107833.83 | -0.64552 | 6383323.603 | 0.037252 | -0.96112 | -0.61326 | -1.1261 | -0.99787 | -1.7936 | 0.0050546 | 4.2582e-05 | 1.6741e-07 | -4093241.4838 | -0.002286 | 2.9837e-06 | 0.037252 | -0.6478 | 0.03726 | 0.046693 | -0.64728 | -0.64728 | -37.0866 | -72.3247 | -72 | -19 | -28.931 | -37 | -5 | -11.938 | 37°5 ' 11,938 "S | 72°19 ' 28,931 " |  |  | NO SE ENCUENTRA
233 | S/E CENTRAL SAN CLEMENTE (COLBUN) | COLBÚN S.A. | SAN CLEMENTE | 286621.32 | 6058074.37 | 19H | 19 | H | S | -69 | -3941925.63 | -0.61944 | 6382791.2462 | -0.03343 | -0.94542 | -0.62674 | -1.0922 | -0.9758 | -1.7648 | 0.0050546 | 4.2582e-05 | 1.6741e-07 | -3927553.7739 | -0.0022517 | 2.4966e-06 | -0.03343 | -0.6217 | -0.033437 | -0.04111 | -0.6213 | -0.6213 | -35.5981 | -71.3554 | -71 | -21 | -19.464 | -35 | -35 | -53.108 | 35°35 ' 53,108 "S | 71°21 ' 19,464 " |  |  | NO SE ENCUENTRA
234 | S/E MINERO | ALFA TRANSMISORA DE ENERGÍA S.A. | MACHALÍ | 364099.57 | 6226836.79 | 19H | 19 | H | S | -69 | -3773163.21 | -0.59292 | 6382259.6026 | -0.021293 | -0.92682 | -0.63742 | -1.0563 | -0.95161 | -1.7321 | 0.0050546 | 4.2582e-05 | 1.6741e-07 | -3759057.7863 | -0.0022101 | 1.0508e-06 | -0.021293 | -0.59513 | -0.021295 | -0.025711 | -0.59498 | -0.59499 | -34.0904 | -70.4731 | -70 | -28 | -23.221 | -34 | -5 | -25.584 | 34°5 ' 25,584 "S | 70°28 ' 23,221 " |  |  | NO SE ENCUENTRA
235 | S/E CENTRAL SANTA MARIA | COLBÚN S.A. | CORONEL | 666231.39 | 5899042.69 | 18H | 18 | H | S | -75 | -4100957.31 | -0.64443 | 6383301.3656 | 0.026042 | -0.96052 | -0.61387 | -1.1247 | -0.99699 | -1.7924 | 0.0050546 | 4.2582e-05 | 1.6741e-07 | -4086373.277 | -0.0022847 | 1.4605e-06 | 0.026042 | -0.64672 | 0.026045 | 0.032623 | -0.64646 | -0.64647 | -37.0401 | -73.1308 | -73 | -7 | -51.018 | -37 | -2 | -24.453 | 37°2 ' 24,453 "S | 73°7 ' 51,018 " | -37.0401 | -73.1308 | si | SantaMaria220
236 | S/E CENTRAL CAPULLO | EMPRESA ELÉCTRICA CAPULLO S.A. | PUYEHUE | 719261.2 | 5478085.47 | 18G | 18 | G | S | -75 | -4521914.53 | -0.71058 | 6384684.7487 | 0.034342 | -0.98883 | -0.56812 | -1.205 | -1.0458 | -1.8518 | 0.0050546 | 4.2582e-05 | 1.6741e-07 | -4506955.4186 | -0.002343 | 2.2833e-06 | 0.034342 | -0.71293 | 0.034348 | 0.045376 | -0.71242 | -0.71243 | -40.819 | -72.4001 | -72 | -24 | -0.472 | -40 | -49 | -8.3 | 40°49 ' 8,3 "S | 72°24 ' 0,472 " |  |  | NO SE ENCUENTRA
237 | S/E CENTRAL PILMAIQUEN | ENEL GREEN POWER CHILE S.A. | RÍO BUENO | 698735.3 | 5498695.03 | 18G | 18 | G | S | -75 | -4501304.97 | -0.70735 | 6384616.1495 | 0.031127 | -0.98784 | -0.57071 | -1.2013 | -1.0436 | -1.8493 | 0.0050546 | 4.2582e-05 | 1.6741e-07 | -4486357.8274 | -0.0023411 | 1.8863e-06 | 0.031127 | -0.70969 | 0.031132 | 0.041018 | -0.70927 | -0.70928 | -40.6387 | -72.6498 | -72 | -38 | -59.454 | -40 | -38 | -19.289 | 40°38 ' 19,289 "S | 72°38 ' 59,454 " |  |  | NO SE ENCUENTRA
238 | S/E CENTRAL CENIZAS | ELÉCTRICA CENIZAS S.A. | COPIAPÓ | 362591 | 6959109.0122 | 19J | 19 | J | S | -69 | -3040890.9878 | -0.47785 | 6380103.6743 | -0.021537 | -0.81672 | -0.644 | -0.88621 | -0.82566 | -1.5454 | 0.0050546 | 4.2582e-05 | 1.6741e-07 | -3028410.8302 | -0.0019561 | 1.2325e-06 | -0.021537 | -0.47981 | -0.021539 | -0.024276 | -0.47969 | -0.4797 | -27.4847 | -70.3909 | -70 | -23 | -27.217 | -27 | -29 | -4.89 | 27°29 ' 4,89 "S | 70°23 ' 27,217 " |  |  | NO SE ENCUENTRA
239 | S/E CENTRAL PUNTILLA | ELÉCTRICA PUNTILLA S.A. | PIRQUE | 357607 | 6279103.0135 | 19H | 19 | H | S | -69 | -3720896.9865 | -0.58471 | 6382097.2014 | -0.022311 | -0.92052 | -0.64008 | -1.045 | -0.94375 | -1.7213 | 0.0050546 | 4.2582e-05 | 1.6741e-07 | -3706882.5695 | -0.0021959 | 1.1664e-06 | -0.022311 | -0.58691 | -0.022313 | -0.026791 | -0.58674 | -0.58675 | -33.6184 | -70.535 | -70 | -32 | -6.063 | -33 | -37 | -6.063 | 33°37 ' 6,063 "S | 70°32 ' 6,063 " |  |  | NO SE ENCUENTRA
240 | S/E NUEVA VENTANAS | EMPRESA ELÉCTRICA VENTANAS S.A. | PUCHUNCAVÍ | 267489.9997 | 6373804.0169 | 19H | 19 | H | S | -69 | -3626195.9831 | -0.56983 | 6381805.8827 | -0.036433 | -0.90849 | -0.64408 | -1.0241 | -0.92908 | -1.7007 | 0.0050546 | 4.2582e-05 | 1.6741e-07 | -3612356.5518 | -0.0021686 | 3.1711e-06 | -0.036433 | -0.572 | -0.036441 | -0.043313 | -0.57157 | -0.57158 | -32.7491 | -71.4817 | -71 | -28 | -53.95 | -32 | -44 | -56.706 | 32°44 ' 56,706 "S | 71°28 ' 53,95 " | -32.7491 | -71.4817 | si | Ventanas220
241 | S/E CENTRAL CARENA | EMPRESA ELÉCTRICA INDUSTRIAL S.A. | CURACAVÍ | 318703.9999 | 6288420.0144 | 19H | 19 | H | S | -69 | -3711579.9856 | -0.58325 | 6382068.3703 | -0.028407 | -0.91938 | -0.64052 | -1.0429 | -0.94233 | -1.7193 | 0.0050546 | 4.2582e-05 | 1.6741e-07 | -3697582.2091 | -0.0021933 | 1.8945e-06 | -0.028407 | -0.58544 | -0.028411 | -0.034074 | -0.58517 | -0.58518 | -33.5285 | -70.9523 | -70 | -57 | -8.336 | -33 | -31 | -42.422 | 33°31 ' 42,422 "S | 70°57 ' 8,336 " |  |  | NO SE ENCUENTRA
242 | S/E CENTRAL ABANICO | TRANSELEC S.A. | ANTUCO | 279432.9997 | 5861753.0169 | 19H | 19 | H | S | -69 | -4138246.9831 | -0.65029 | 6383422.1204 | -0.034553 | -0.96372 | -0.61048 | -1.1322 | -1.0017 | -1.7985 | 0.0050546 | 4.2582e-05 | 1.6741e-07 | -4123618.7316 | -0.0022916 | 2.5486e-06 | -0.034553 | -0.65259 | -0.03456 | -0.043471 | -0.65213 | -0.65214 | -37.3647 | -71.4907 | -71 | -29 | -26.475 | -37 | -21 | -53.099 | 37°21 ' 53,099 "S | 71°29 ' 26,475 " |  |  | NO SE ENCUENTRA | Antuco
243 | S/E CENTRAL ANTUCO (ENEL GENERACION) | ENEL GENERACIÓN CHILE S.A. | TUCAPEL | 267212.03 | 5867481.64 | 19H | 19 | H | S | -69 | -4132518.36 | -0.64939 | 6383403.5431 | -0.036468 | -0.96323 | -0.61101 | -1.131 | -1.001 | -1.7975 | 0.0050546 | 4.2582e-05 | 1.6741e-07 | -4117896.764 | -0.0022906 | 2.8427e-06 | -0.036468 | -0.65168 | -0.036476 | -0.045846 | -0.65118 | -0.65119 | -37.3102 | -71.6268 | -71 | -37 | -36.343 | -37 | -18 | -36.652 | 37°18 ' 36,652 "S | 71°37 ' 36,343 " | -37.3109 | -71.6307 | si | Antuco
244 | S/E CENTRAL BOCAMINA I | ENEL GENERACIÓN CHILE S.A. | CORONEL | 663057.38 | 5901252.99 | 18H | 18 | H | S | -75 | -4098747.01 | -0.64409 | 6383294.2209 | 0.025544 | -0.96033 | -0.61407 | -1.1243 | -0.99671 | -1.7921 | 0.0050546 | 4.2582e-05 | 1.6741e-07 | -4084165.6643 | -0.0022843 | 1.406e-06 | 0.025544 | -0.64637 | 0.025547 | 0.031992 | -0.64613 | -0.64613 | -37.0208 | -73.167 | -73 | -10 | -1.164 | -37 | -1 | -14.766 | 37°1 ' 14,766 "S | 73°10 ' 1,164 " | -37.0088 | -73.152 | no coincide | Coronel 154
245 | S/E CENTRAL CIPRESES | TRANSELEC S.A. | SAN CLEMENTE | 336200.99 | 6038228.55 | 19H | 19 | H | S | -69 | -3961771.45 | -0.62256 | 6382854.4482 | -0.025662 | -0.94744 | -0.62528 | -1.0963 | -0.97853 | -1.7684 | 0.0050546 | 4.2582e-05 | 1.6741e-07 | -3947371.0407 | -0.0022561 | 1.4646e-06 | -0.025662 | -0.62482 | -0.025665 | -0.031633 | -0.62458 | -0.62459 | -35.7864 | -70.8124 | -70 | -48 | -44.784 | -35 | -47 | -10.997 | 35°47 ' 10,997 "S | 70°48 ' 44,784 " | -35.7862 | -70.812 | si | Cipreses154
246 | S/E CENTRAL ISLA | ENEL GENERACIÓN CHILE S.A. | SAN CLEMENTE | 334189.04 | 6035619.75 | 19H | 19 | H | S | -69 | -3964380.25 | -0.62297 | 6382862.7664 | -0.025978 | -0.9477 | -0.62509 | -1.0968 | -0.97889 | -1.7689 | 0.0050546 | 4.2582e-05 | 1.6741e-07 | -3949976.1311 | -0.0022567 | 1.4999e-06 | -0.025978 | -0.62523 | -0.02598 | -0.032031 | -0.62499 | -0.62499 | -35.8096 | -70.8352 | -70 | -50 | -6.838 | -35 | -48 | -34.416 | 35°48 ' 34,416 "S | 70°50 ' 6,838 "
247 | S/E CENTRAL RALCO | ENEL GENERACIÓN CHILE S.A. | QUILACO | 278941.23 | 5791376.68 | 19H | 19 | H | S | -69 | -4208623.32 | -0.66135 | 6383651.0945 | -0.034629 | -0.96938 | -0.60371 | -1.146 | -1.0105 | -1.8094 | 0.0050546 | 4.2582e-05 | 1.6741e-07 | -4193917.3896 | -0.0023037 | 2.5166e-06 | -0.034629 | -0.66366 | -0.034636 | -0.04394 | -0.66319 | -0.6632 | -37.9984 | -71.5176 | -71 | -31 | -3.273 | -37 | -59 | -54.071 | 37°59 ' 54,071 "S | 71°31 ' 3,273 " | -37.9986 | -71.5173 | si | Ralco220
248 | TAP OFF MARIA DOLORES | CMPC PULP SPA. | LOS ÁNGELES | 728296.96 | 5860283.42 | 18H | 18 | H | S | -75 | -4139716.58 | -0.65053 | 6383426.8877 | 0.035764 | -0.96384 | -0.61034 | -1.1324 | -1.0019 | -1.7987 | 0.0050546 | 4.2582e-05 | 1.6741e-07 | -4125086.6291 | -0.0022919 | 2.7294e-06 | 0.035764 | -0.65282 | 0.035772 | 0.045001 | -0.65233 | -0.65234 | -37.3761 | -72.4217 | -72 | -25 | -17.941 | -37 | -22 | -34.007 | 37°22 ' 34,007 "S | 72°25 ' 17,941 " |  |  | NO SE ENCUENTRA
249 | S/E CENTRAL TALTAL (ENEL GENERACION) | ENEL GENERACIÓN CHILE S.A. | TALTAL | 352093.8485 | 7235552.2778 | 19J | 19 | J | S | -69 | -2764447.7222 | -0.43441 | 6379369.2811 | -0.023185 | -0.76357 | -0.62831 | -0.8162 | -0.76923 | -1.4544 | 0.0050546 | 4.2582e-05 | 1.6741e-07 | -2752766.0765 | -0.0018312 | 1.4905e-06 | -0.023185 | -0.43624 | -0.023187 | -0.025578 | -0.43612 | -0.43613 | -24.9883 | -70.4655 | -70 | -27 | -55.746 | -24 | -59 | -17.761 | 24°59 ' 17,761 "S | 70°27 ' 55,746 " |  |  | NO SE ENCUENTRA
250 | S/E CENTRAL RAPEL (ENEL GENERACION) | ENEL GENERACIÓN CHILE S.A. | LITUECHE | 261017.02 | 6230227.47 | 19H | 19 | H | S | -69 | -3769772.53 | -0.59239 | 6382249.0333 | -0.037445 | -0.92642 | -0.63761 | -1.0556 | -0.9511 | -1.7314 | 0.0050546 | 4.2582e-05 | 1.6741e-07 | -3755672.8892 | -0.0022092 | 3.2518e-06 | -0.037445 | -0.5946 | -0.037454 | -0.045183 | -0.59413 | -0.59413 | -34.0414 | -71.5888 | -71 | -35 | -19.619 | -34 | -2 | -29.127 | 34°2 ' 29,127 "S | 71°35 ' 19,619 " | -34.0374 | -71.5843 | si | Rapel220
251 | S/E CENTRAL SAN ISIDRO I | ENEL GENERACIÓN CHILE S.A. | QUILLOTA | 283487.35 | 6353330.27 | 19H | 19 | H | S | -69 | -3646669.73 | -0.57305 | 6381868.5337 | -0.033926 | -0.91116 | -0.6433 | -1.0286 | -0.9323 | -1.7052 | 0.0050546 | 4.2582e-05 | 1.6741e-07 | -3632791.3726 | -0.0021747 | 2.7383e-06 | -0.033926 | -0.57522 | -0.033933 | -0.040419 | -0.57485 | -0.57486 | -32.9369 | -71.3158 | -71 | -18 | -56.96 | -32 | -56 | -12.781 | 32°56 ' 12,781 "S | 71°18 ' 56,96 " |  |  | NO SE ENCUENTRA
252 | S/E CENTRAL SAN ISIDRO II | ENEL GENERACIÓN CHILE S.A. | QUILLOTA | 283610.78 | 6353330.04 | 19H | 19 | H | S | -69 | -3646669.96 | -0.57305 | 6381868.5344 | -0.033907 | -0.91116 | -0.6433 | -1.0286 | -0.9323 | -1.7052 | 0.0050546 | 4.2582e-05 | 1.6741e-07 | -3632791.6022 | -0.0021747 | 2.7352e-06 | -0.033907 | -0.57522 | -0.033913 | -0.040396 | -0.57485 | -0.57486 | -32.9369 | -71.3145 | -71 | -18 | -52.211 | -32 | -56 | -12.876 | 32°56 ' 12,876 "S | 71°18 ' 52,211 " |  |  | NO SE ENCUENTRA
253 | S/E CENTRAL PALMUCHO | ENEL GENERACIÓN CHILE S.A. | ALTO BÍO BÍO | 282540.68 | 5786493.72 | 19H | 19 | H | S | -69 | -4213506.28 | -0.66212 | 6383667.0314 | -0.034065 | -0.96976 | -0.60322 | -1.147 | -1.0111 | -1.8102 | 0.0050546 | 4.2582e-05 | 1.6741e-07 | -4198795.2409 | -0.0023045 | 2.4323e-06 | -0.034065 | -0.66443 | -0.034072 | -0.043251 | -0.66397 | -0.66398 | -38.0432 | -71.4781 | -71 | -28 | -41.158 | -38 | -2 | -35.49 | 38°2 ' 35,49 "S | 71°28 ' 41,158 " |  |  | NO SE ENCUENTRA
254 | S/E SECCIONADORA CANELA | ENEL GENERACIÓN CHILE S.A. | CANELA | 250991 | 6533800 | 19J | 19 | J | S | -69 | -3466200 | -0.54469 | 6381322.9252 | -0.039022 | -0.88634 | -0.64837 | -0.98786 | -0.90299 | -1.6631 | 0.0050546 | 4.2582e-05 | 1.6741e-07 | -3452685.3168 | -0.0021178 | 3.7535e-06 | -0.039021 | -0.54681 | -0.039031 | -0.045662 | -0.54634 | -0.54635 | -31.3036 | -71.6163 | -71 | -36 | -58.519 | -31 | -18 | -12.819 | 31°18 ' 12,819 "S | 71°36 ' 58,519 " |  |  | NO SE ENCUENTRA
255 | S/E CENTRAL OJOS DE AGUA | ENEL GENERACIÓN CHILE S.A. | SAN CLEMENTE | 336641.46 | 6038285.56 | 19H | 19 | H | S | -69 | -3961714.44 | -0.62255 | 6382854.2665 | -0.025593 | -0.94743 | -0.62529 | -1.0963 | -0.97852 | -1.7684 | 0.0050546 | 4.2582e-05 | 1.6741e-07 | -3947314.1119 | -0.0022561 | 1.4567e-06 | -0.025593 | -0.62481 | -0.025596 | -0.031548 | -0.62457 | -0.62458 | -35.7859 | -70.8076 | -70 | -48 | -27.204 | -35 | -47 | -9.412 | 35°47 ' 9,412 "S | 70°48 ' 27,204 " |  |  | NO SE ENCUENTRA
256 | S/E CENTRAL QUINTERO | TRANSELEC S.A. | QUINTERO | 267259.51 | 6369460.24 | 19H | 19 | H | S | -69 | -3630539.76 | -0.57051 | 6381819.1594 | -0.036469 | -0.90906 | -0.64392 | -1.025 | -0.92976 | -1.7016 | 0.0050546 | 4.2582e-05 | 1.6741e-07 | -3616692.0198 | -0.0021699 | 3.1746e-06 | -0.036469 | -0.57268 | -0.036477 | -0.043375 | -0.57225 | -0.57226 | -32.7882 | -71.4852 | -71 | -29 | -6.716 | -32 | -47 | -17.459 | 32°47 ' 17,459 "S | 71°29 ' 6,716 " | -32.7888 | -71.4862 | si | Quintero220
257 | S/E CENTRAL ELEVADORA CANELA II | ENEL GENERACIÓN CHILE S.A. | CANELA | 250990.9996 | 6533800.018 | 19H | 19 | H | S | -69 | -3466199.982 | -0.54469 | 6381322.9252 | -0.039022 | -0.88634 | -0.64837 | -0.98786 | -0.90299 | -1.6631 | 0.0050546 | 4.2582e-05 | 1.6741e-07 | -3452685.2988 | -0.0021178 | 3.7535e-06 | -0.039021 | -0.54681 | -0.039031 | -0.045662 | -0.54634 | -0.54635 | -31.3036 | -71.6163 | -71 | -36 | -58.519 | -31 | -18 | -12.818 | 31°18 ' 12,818 "S | 71°36 ' 58,519 " |  |  | NO SE ENCUENTRA
258 | S/E CENTRAL BOCAMINA | ENEL GENERACIÓN CHILE S.A. | CORONEL | 663027.22 | 5901174.79 | 18H | 18 | H | S | -75 | -4098825.21 | -0.6441 | 6383294.4737 | 0.02554 | -0.96033 | -0.61406 | -1.1243 | -0.99672 | -1.7921 | 0.0050546 | 4.2582e-05 | 1.6741e-07 | -4084243.7691 | -0.0022843 | 1.4055e-06 | 0.02554 | -0.64638 | 0.025542 | 0.031986 | -0.64614 | -0.64615 | -37.0215 | -73.1673 | -73 | -10 | -2.323 | -37 | -1 | -17.321 | 37°1 ' 17,321 "S | 73°10 ' 2,323 " | -37.0088 | -73.152 | no coincide | Coronel 154
259 | S/E CENTRAL GUAYACAN | ENERGÍA COYANCO S.A. | SAN JOSÉ DE MAIPO | 373859 | 6281059.96 | 19H | 19 | H | S | -69 | -3718940.04 | -0.5844 | 6382091.1427 | -0.019765 | -0.92028 | -0.64017 | -1.0445 | -0.94345 | -1.7209 | 0.0050546 | 4.2582e-05 | 1.6741e-07 | -3704929.1077 | -0.0021954 | 9.1571e-07 | -0.019765 | -0.5866 | -0.019766 | -0.023729 | -0.58647 | -0.58648 | -33.6028 | -70.3596 | -70 | -21 | -34.515 | -33 | -36 | -9.919 | 33°36 ' 9,919 "S | 70°21 ' 34,515 " |  |  | NO SE ENCUENTRA
260 | S/E BUCALEMU | AES ANDES S.A. | CABRERO | 730446.29 | 5882822.22 | 18H | 18 | H | S | -75 | -4117177.78 | -0.64698 | 6383353.8421 | 0.036101 | -0.96193 | -0.61241 | -1.1279 | -0.99906 | -1.7951 | 0.0050546 | 4.2582e-05 | 1.6741e-07 | -4102574.2528 | -0.0022878 | 2.796e-06 | 0.036101 | -0.64927 | 0.036109 | 0.045302 | -0.64878 | -0.64878 | -37.1726 | -72.4044 | -72 | -24 | -15.772 | -37 | -10 | -21.454 | 37°10 ' 21,454 "S | 72°24 ' 15,772 " |  |  | NO SE ENCUENTRA
263 | S/E ENLACE | AES ANDES S.A. | CABRERO | 737787.26 | 5891171.62 | 18H | 18 | H | S | -75 | -4108828.38 | -0.64567 | 6383326.8204 | 0.037251 | -0.96121 | -0.61317 | -1.1263 | -0.998 | -1.7937 | 0.0050546 | 4.2582e-05 | 1.6741e-07 | -4094234.8374 | -0.0022862 | 2.9829e-06 | 0.037251 | -0.64796 | 0.03726 | 0.046698 | -0.64743 | -0.64744 | -37.0956 | -72.3244 | -72 | -19 | -27.94 | -37 | -5 | -44.181 | 37°5 ' 44,181 "S | 72°19 ' 27,94 " |  |  | NO SE ENCUENTRA
264 | S/E CENTRAL LAJA | AES ANDES S.A. | CABRERO | 730075.76 | 5883233.01 | 18H | 18 | H | S | -75 | -4116766.99 | -0.64692 | 6383352.5121 | 0.036043 | -0.96189 | -0.61245 | -1.1279 | -0.99901 | -1.795 | 0.0050546 | 4.2582e-05 | 1.6741e-07 | -4102163.9516 | -0.0022877 | 2.7873e-06 | 0.036043 | -0.64921 | 0.036051 | 0.045227 | -0.64871 | -0.64872 | -37.169 | -72.4087 | -72 | -24 | -31.237 | -37 | -10 | -8.466 | 37°10 ' 8,466 "S | 72°24 ' 31,237 " |  |  | NO SE ENCUENTRA
266 | S/E AGUAS NEGRAS | ENLASA GENERACIÓN CHILE S.A. | TENO | 304228.24 | 6139443.48 | 19H | 19 | H | S | -69 | -3860556.52 | -0.60666 | 6382533.579 | -0.030673 | -0.93678 | -0.63229 | -1.075 | -0.96436 | -1.7495 | 0.0050546 | 4.2582e-05 | 1.6741e-07 | -3846307.8673 | -0.0022324 | 2.1399e-06 | -0.030673 | -0.60889 | -0.030678 | -0.037382 | -0.60856 | -0.60857 | -34.8685 | -71.1418 | -71 | -8 | -30.518 | -34 | -52 | -6.719 | 34°52 ' 6,719 "S | 71°8 ' 30,518 " | -34.868 | -71.1412 | si | Teno154
267 | S/E CENTRAL LAS PIEDRAS | ENLASA GENERACIÓN CHILE S.A. | COQUIMBO | 285248.85 | 6663305.06 | 19J | 19 | J | S | -69 | -3336694.94 | -0.52434 | 6380941.2005 | -0.033655 | -0.86676 | -0.64952 | -0.95772 | -0.88067 | -1.63 | 0.0050546 | 4.2582e-05 | 1.6741e-07 | -3323469.3653 | -0.0020727 | 2.8602e-06 | -0.033655 | -0.52641 | -0.033661 | -0.038913 | -0.52608 | -0.52609 | -30.1427 | -71.2295 | -71 | -13 | -46.284 | -30 | -8 | -33.665 | 30°8 ' 33,665 "S | 71°13 ' 46,284 " |  |  | NO SE ENCUENTRA
268 | S/E MOLINOS (ENLASA) | ENLASA GENERACIÓN CHILE S.A. | PUERTO MONTT | 660399.66 | 5401902.02 | 18G | 18 | G | S | -75 | -4598097.98 | -0.72256 | 6384938.9049 | 0.025122 | -0.99211 | -0.55824 | -1.2186 | -1.0535 | -1.8606 | 0.0050546 | 4.2582e-05 | 1.6741e-07 | -4583100.3971 | -0.0023489 | 1.1966e-06 | 0.025122 | -0.72491 | 0.025124 | 0.033551 | -0.72463 | -0.72463 | -41.5185 | -73.0777 | -73 | -4 | -39.675 | -41 | -31 | -6.469 | 41°31 ' 6,469 "S | 73°4 ' 39,675 " | -41.5188 | -73.0777 | si | Molinos110
269 | S/E CENTRAL SAN LORENZO DE DIEGO DE ALMAGRO | ENLASA GENERACIÓN CHILE S.A. | DIEGO DE ALMAGRO | 396446 | 7079604.0116 | 19J | 19 | J | S | -69 | -2920395.9884 | -0.45892 | 6379777.4825 | -0.016232 | -0.79429 | -0.63843 | -0.85606 | -0.80165 | -1.5071 | 0.0050546 | 4.2582e-05 | 1.6741e-07 | -2908252.161 | -0.0019035 | 7.136e-07 | -0.016232 | -0.46082 | -0.016232 | -0.018121 | -0.46076 | -0.46077 | -26.4 | -70.0382 | -70 | -2 | -17.674 | -26 | -23 | -59.878 | 26°23 ' 59,878 "S | 70°2 ' 17,674 " | -26.3983 | -70.0373 | si | DAlmagro110
271 | S/E CENTRAL EMELDA | EMPRESA ELÉCTRICA DIEGO DE ALMAGRO SPA | DIEGO DE ALMAGRO | 398108 | 7081765.0116 | 19J | 19 | J | S | -69 | -2918234.9884 | -0.45858 | 6379771.7165 | -0.015971 | -0.79388 | -0.63831 | -0.85552 | -0.80121 | -1.5064 | 0.0050546 | 4.2582e-05 | 1.6741e-07 | -2906097.3603 | -0.0019025 | 6.9111e-07 | -0.015971 | -0.46048 | -0.015972 | -0.017827 | -0.46042 | -0.46043 | -26.3806 | -70.0214 | -70 | -1 | -17.076 | -26 | -22 | -50.076 | 26°22 ' 50,076 "S | 70°1 ' 17,076 " | -26.3983 | -70.0373 | no coincide | DAlmagro220
272 | S/E CENTRAL MONTE REDONDO | EÓLICA MONTE REDONDO SPA | OVALLE | 250659.8 | 6560646.92 | 19J | 19 | J | S | -69 | -3439353.08 | -0.54047 | 6381243.0912 | -0.039074 | -0.8824 | -0.64878 | -0.98167 | -0.89845 | -1.6564 | 0.0050546 | 4.2582e-05 | 1.6741e-07 | -3425896.4205 | -0.0021088 | 3.7827e-06 | -0.039074 | -0.54258 | -0.039084 | -0.045607 | -0.54212 | -0.54213 | -31.0615 | -71.6131 | -71 | -36 | -47.061 | -31 | -3 | -41.416 | 31°3 ' 41,416 "S | 71°36 ' 47,061 " | -31.0614 | -71.6125 | si | MRedondo220
273 | S/E CENTRAL CEMENTOS BIO BIO CENTRO | INACAL S.A. | TENO | 667820 | 5931972 | 18H | 18 | H | S | -75 | -4068028 | -0.63926 | 6383195.0764 | 0.026291 | -0.95759 | -0.61675 | -1.1181 | -0.99273 | -1.787 | 0.0050546 | 4.2582e-05 | 1.6741e-07 | -4053484.7696 | -0.0022784 | 1.5002e-06 | 0.026291 | -0.64154 | 0.026294 | 0.032807 | -0.64128 | -0.64129 | -36.7432 | -73.1203 | -73 | -7 | -12.992 | -36 | -44 | -35.374 | 36°44 ' 35,374 "S | 73°7 ' 12,992 " |  |  | NO SE ENCUENTRA
276 | S/E CENTRAL TERMOPACIFICO | GENERADORA DEL PACÍFICO SPA | COPIAPÓ | 363436.43 | 6958300.83 | 19J | 19 | J | S | -69 | -3041699.17 | -0.47798 | 6380105.8927 | -0.021405 | -0.81687 | -0.64403 | -0.88641 | -0.82582 | -1.5456 | 0.0050546 | 4.2582e-05 | 1.6741e-07 | -3029216.8191 | -0.0019564 | 1.2172e-06 | -0.021405 | -0.47994 | -0.021406 | -0.024128 | -0.47982 | -0.47983 | -27.4921 | -70.3824 | -70 | -22 | -56.744 | -27 | -29 | -31.456 | 27°29 ' 31,456 "S | 70°22 ' 56,744 " |  |  | NO SE ENCUENTRA
277 | S/E CENTRAL GUACOLDA | GUACOLDA ENERGÍA SPA | HUASCO | 278947.62 | 6849083.28 | 19J | 19 | J | S | -69 | -3150916.72 | -0.49514 | 6380409.3096 | -0.034645 | -0.83618 | -0.64739 | -0.91323 | -0.84677 | -1.5784 | 0.0050546 | 4.2582e-05 | 1.6741e-07 | -3138145.762 | -0.0020016 | 3.1315e-06 | -0.034645 | -0.49714 | -0.034652 | -0.039404 | -0.49682 | -0.49683 | -28.4661 | -71.2577 | -71 | -15 | -27.747 | -28 | -27 | -58.082 | 28°27 ' 58,082 "S | 71°15 ' 27,747 " | -28.4661 | -71.2577 | si | Guacolda220
278 | S/E PLANTA MATTA | GUACOLDA ENERGÍA SPA | COPIAPÓ | 375945.2123 | 6966814.5923 | 19J | 19 | J | S | -69 | -3033185.4077 | -0.47664 | 6380082.5432 | -0.019444 | -0.81532 | -0.6437 | -0.8843 | -0.82415 | -1.543 | 0.0050546 | 4.2582e-05 | 1.6741e-07 | -3020726.2044 | -0.0019528 | 1.0058e-06 | -0.019444 | -0.4786 | -0.019445 | -0.021903 | -0.4785 | -0.47851 | -27.4164 | -70.255 | -70 | -15 | -17.851 | -27 | -24 | -59.139 | 27°24 ' 59,139 "S | 70°15 ' 17,851 " |  |  | NO SE ENCUENTRA
280 | S/E ACONCAGUA | ALFA TRANSMISORA DE ENERGÍA S.A. | LOS ANDES | 375695.19 | 6357119.01 | 19H | 19 | H | S | -69 | -3642880.99 | -0.57245 | 6381856.9259 | -0.019478 | -0.91067 | -0.64345 | -1.0278 | -0.9317 | -1.7044 | 0.0050546 | 4.2582e-05 | 1.6741e-07 | -3629009.7906 | -0.0021735 | 9.033e-07 | -0.019478 | -0.57462 | -0.019479 | -0.023202 | -0.5745 | -0.57451 | -32.9171 | -70.3294 | -70 | -19 | -45.732 | -32 | -55 | -1.578 | 32°55 ' 1,578 "S | 70°19 ' 45,732 " |  |  | NO SE ENCUENTRA
281 | S/E ESPERANZA | ALFA TRANSMISORA DE ENERGÍA S.A. | LLAY-LLAY | 311861.97 | 6364379.19 | 19H | 19 | H | S | -69 | -3635620.81 | -0.57131 | 6381834.7002 | -0.02948 | -0.90972 | -0.64373 | -1.0262 | -0.93056 | -1.7028 | 0.0050546 | 4.2582e-05 | 1.6741e-07 | -3621763.3848 | -0.0021714 | 2.0723e-06 | -0.02948 | -0.57348 | -0.029484 | -0.035085 | -0.5732 | -0.57321 | -32.8425 | -71.0102 | -71 | 0 | -36.898 | -32 | -50 | -33.121 | 32°50 ' 33,121 "S | 71°0 ' 36,898 " | -22.9992 | -69.0988 | no coincide | Esperanza220
283 | S/E CALERA CENTRO | ALFA TRANSMISORA DE ENERGÍA S.A. | LA CALERA | 294093.9998 | 6369957.0153 | 19H | 19 | H | S | -69 | -3630042.9847 | -0.57043 | 6381817.6406 | -0.032264 | -0.909 | -0.64394 | -1.0249 | -0.92968 | -1.7015 | 0.0050546 | 4.2582e-05 | 1.6741e-07 | -3616196.1934 | -0.0021697 | 2.485e-06 | -0.032264 | -0.5726 | -0.03227 | -0.038375 | -0.57227 | -0.57228 | -32.7891 | -71.1987 | -71 | -11 | -55.481 | -32 | -47 | -20.625 | 32°47 ' 20,625 "S | 71°11 ' 55,481 " |  |  | NO SE ENCUENTRA
284 | S/E CERRO CALERA | ALFA TRANSMISORA DE ENERGÍA S.A. | LA CALERA | 294418.72 | 6369105 | 19H | 19 | H | S | -69 | -3630895 | -0.57057 | 6381820.2455 | -0.032214 | -0.90911 | -0.6439 | -1.0251 | -0.92982 | -1.7017 | 0.0050546 | 4.2582e-05 | 1.6741e-07 | -3617046.5815 | -0.00217 | 2.4767e-06 | -0.032214 | -0.57274 | -0.032219 | -0.038318 | -0.5724 | -0.57241 | -32.7968 | -71.1955 | -71 | -11 | -43.686 | -32 | -47 | -48.492 | 32°47 ' 48,492 "S | 71°11 ' 43,686 " |  |  | NO SE ENCUENTRA
285 | S/E CENTRAL LOS QUILOS | COLBÚN S.A. | SAN ESTEBAN | 368246 | 6362674.0131 | 19H | 19 | H | S | -69 | -3637325.9869 | -0.57158 | 6381839.9182 | -0.020645 | -0.90995 | -0.64366 | -1.0266 | -0.93083 | -1.7032 | 0.0050546 | 4.2582e-05 | 1.6741e-07 | -3623465.3199 | -0.0021719 | 1.016e-06 | -0.020645 | -0.57375 | -0.020647 | -0.024578 | -0.57361 | -0.57362 | -32.8661 | -70.4082 | -70 | -24 | -29.598 | -32 | -51 | -58.099 | 32°51 ' 58,099 "S | 70°24 ' 29,598 " |  |  | NO SE ENCUENTRA
288 | S/E CENTRAL LIRCAY | HIDROELÉCTRICA RÍO LIRCAY S.A. | SAN CLEMENTE | 294965.32 | 6065048.94 | 19H | 19 | H | S | -69 | -3934951.06 | -0.61835 | 6382769.0672 | -0.032123 | -0.94471 | -0.62725 | -1.0907 | -0.97484 | -1.7636 | 0.0050546 | 4.2582e-05 | 1.6741e-07 | -3920589.3782 | -0.0022501 | 2.3087e-06 | -0.032123 | -0.6206 | -0.032129 | -0.039472 | -0.62023 | -0.62024 | -35.537 | -71.2616 | -71 | -15 | -41.755 | -35 | -32 | -13.245 | 35°32 ' 13,245 "S | 71°15 ' 41,755 " |  |  | NO SE ENCUENTRA
289 | S/E CENTRAL MAMPIL | DUQUECO SPA | SANTA BÁRBARA | 260868.9995 | 5842193.0183 | 19H | 19 | H | S | -69 | -4157806.9817 | -0.65337 | 6383485.6221 | -0.037461 | -0.96534 | -0.60865 | -1.136 | -1.0042 | -1.8016 | 0.0050546 | 4.2582e-05 | 1.6741e-07 | -4143156.3818 | -0.0022951 | 2.9815e-06 | -0.037461 | -0.65566 | -0.03747 | -0.047237 | -0.65512 | -0.65513 | -37.5363 | -71.7065 | -71 | -42 | -23.232 | -37 | -32 | -10.548 | 37°32 ' 10,548 "S | 71°42 ' 23,232 " |  |  | NO SE ENCUENTRA
290 | S/E CENTRAL PEUCHEN | DUQUECO SPA | SANTA BÁRBARA | 270636.26 | 5841976.17 | 19H | 19 | H | S | -69 | -4158023.83 | -0.6534 | 6383486.3267 | -0.035931 | -0.96536 | -0.60863 | -1.1361 | -1.0042 | -1.8016 | 0.0050546 | 4.2582e-05 | 1.6741e-07 | -4143372.9856 | -0.0022951 | 2.7428e-06 | -0.035931 | -0.6557 | -0.035938 | -0.04531 | -0.6552 | -0.65521 | -37.5407 | -71.5961 | -71 | -35 | -45.898 | -37 | -32 | -26.51 | 37°32 ' 26,51 "S | 71°35 ' 45,898 " |  |  | NO SE ENCUENTRA
291 | S/E CENTRAL COLMITO | CENTRAL COLMITO S.A. | CONCÓN | 268724.65 | 6353741.16 | 19H | 19 | H | S | -69 | -3646258.84 | -0.57298 | 6381867.2745 | -0.036239 | -0.91111 | -0.64332 | -1.0285 | -0.93223 | -1.7051 | 0.0050546 | 4.2582e-05 | 1.6741e-07 | -3632381.2579 | -0.0021745 | 3.1248e-06 | -0.036239 | -0.57516 | -0.036247 | -0.043171 | -0.57473 | -0.57474 | -32.9302 | -71.4735 | -71 | -28 | -24.592 | -32 | -55 | -48.56 | 32°55 ' 48,56 "S | 71°28 ' 24,592 " |  |  | NO SE ENCUENTRA
292 | S/E CENTRAL LA HIGUERA | LA HIGUERA TRANSMISIÓN S.A. | SAN FERNANDO | 343145.46 | 6153067.14 | 19H | 19 | H | S | -69 | -3846932.86 | -0.60452 | 6382490.6756 | -0.024576 | -0.93527 | -0.63315 | -1.0722 | -0.9624 | -1.7469 | 0.0050546 | 4.2582e-05 | 1.6741e-07 | -3832705.7949 | -0.0022291 | 1.3778e-06 | -0.024576 | -0.60675 | -0.024578 | -0.029909 | -0.60654 | -0.60655 | -34.7525 | -70.7137 | -70 | -42 | -49.277 | -34 | -45 | -8.957 | 34°45 ' 8,957 "S | 70°42 ' 49,277 " |  |  | NO SE ENCUENTRA
293 | S/E CENTRAL LA CONFLUENCIA | HIDROELÉCTRICA LA CONFLUENCIA S.A. | SAN FERNANDO | 357813.49 | 6144357.16 | 19H | 19 | H | S | -69 | -3855642.84 | -0.60589 | 6382518.0968 | -0.022277 | -0.93624 | -0.6326 | -1.074 | -0.96365 | -1.7486 | 0.0050546 | 4.2582e-05 | 1.6741e-07 | -3841401.9417 | -0.0022312 | 1.13e-06 | -0.022277 | -0.60812 | -0.022279 | -0.027139 | -0.60794 | -0.60795 | -34.8332 | -70.555 | -70 | -33 | -17.868 | -34 | -49 | -59.351 | 34°49 ' 59,351 "S | 70°33 ' 17,868 " |  |  | NO SE ENCUENTRA
294 | S/E CENTRAL LOS ESPINOS | ESPINOS S.A. | LOS VILOS | 268230.96 | 6469873.97 | 19J | 19 | J | S | -69 | -3530126.03 | -0.55473 | 6381514.4418 | -0.036319 | -0.89546 | -0.64703 | -1.0025 | -0.91361 | -1.6785 | 0.0050546 | 4.2582e-05 | 1.6741e-07 | -3516477.2493 | -0.0021388 | 3.2117e-06 | -0.036319 | -0.55687 | -0.036327 | -0.042766 | -0.55646 | -0.55647 | -31.8834 | -71.4503 | -71 | -27 | -1.123 | -31 | -53 | -0.104 | 31°53 ' 0,104 "S | 71°27 ' 1,123 " |  |  | NO SE ENCUENTRA
295 | S/E CENTRAL TOTORAL 1 | NORVIND S.A. | CANELA | 253056.3 | 6529077.37 | 19J | 19 | J | S | -69 | -3470922.63 | -0.54543 | 6381337.0058 | -0.038698 | -0.88702 | -0.64829 | -0.98894 | -0.90378 | -1.6642 | 0.0050546 | 4.2582e-05 | 1.6741e-07 | -3457397.8439 | -0.0021194 | 3.6881e-06 | -0.038698 | -0.54755 | -0.038707 | -0.045304 | -0.54709 | -0.5471 | -31.3466 | -71.5957 | -71 | -35 | -44.676 | -31 | -20 | -47.646 | 31°20 ' 47,646 "S | 71°35 ' 44,676 " |  |  | NO SE ENCUENTRA
296 | S/E TOTORAL 2 | NORVIND S.A. | CANELA | 253368.64 | 6535445.08 | 19J | 19 | J | S | -69 | -3464554.92 | -0.54443 | 6381318.023 | -0.038649 | -0.8861 | -0.6484 | -0.98748 | -0.90271 | -1.6627 | 0.0050546 | 4.2582e-05 | 1.6741e-07 | -3451043.7633 | -0.0021173 | 3.6833e-06 | -0.038649 | -0.54655 | -0.038659 | -0.04522 | -0.54609 | -0.5461 | -31.2892 | -71.5909 | -71 | -35 | -27.204 | -31 | -17 | -21.261 | 31°17 ' 21,261 "S | 71°35 ' 27,204 " |  |  | NO SE ENCUENTRA
297 | S/E CENTRAL ESCUADRON | ELÉCTRICA NUEVA ENERGÍA S.A. | CORONEL | 664289.71 | 5910778.8 | 18H | 18 | H | S | -75 | -4089221.2 | -0.64259 | 6383263.446 | 0.025738 | -0.95949 | -0.61491 | -1.1223 | -0.99548 | -1.7905 | 0.0050546 | 4.2582e-05 | 1.6741e-07 | -4074651.5207 | -0.0022825 | 1.4306e-06 | 0.025738 | -0.64487 | 0.02574 | 0.032198 | -0.64462 | -0.64463 | -36.9347 | -73.1552 | -73 | -9 | -18.781 | -36 | -56 | -5.021 | 36°56 ' 5,021 "S | 73°9 ' 18,781 " | -36.9674 | -73.1692 | si | Coronel066
299 | S/E CENTRAL CHACABUQUITO | COLBÚN S.A. | SAN ESTEBAN | 359092.87 | 6363942.77 | 19H | 19 | H | S | -69 | -3636057.23 | -0.57138 | 6381836.0356 | -0.022079 | -0.90978 | -0.64371 | -1.0263 | -0.93063 | -1.7029 | 0.0050546 | 4.2582e-05 | 1.6741e-07 | -3622198.9747 | -0.0021715 | 1.1623e-06 | -0.022079 | -0.57355 | -0.022081 | -0.026282 | -0.57339 | -0.5734 | -32.8536 | -70.5058 | -70 | -30 | -20.992 | -32 | -51 | -12.81 | 32°51 ' 12,81 "S | 70°30 ' 20,992 " |  |  | NO SE ENCUENTRA
300 | S/E LOS MAQUIS | ALFA TRANSMISORA DE ENERGÍA S.A. | LOS ANDES | 368034.68 | 6362718.13 | 19H | 19 | H | S | -69 | -3637281.87 | -0.57157 | 6381839.7832 | -0.020678 | -0.90994 | -0.64366 | -1.0265 | -0.93082 | -1.7031 | 0.0050546 | 4.2582e-05 | 1.6741e-07 | -3623421.2868 | -0.0021719 | 1.0192e-06 | -0.020678 | -0.57374 | -0.02068 | -0.024617 | -0.57361 | -0.57361 | -32.8657 | -70.4105 | -70 | -24 | -37.705 | -32 | -51 | -56.575 | 32°51 ' 56,575 "S | 70°24 ' 37,705 " |  |  | NO SE ENCUENTRA
301 | S/E TOTORALILLO | ALFA TRANSMISORA DE ENERGÍA S.A. | LOS ANDES | 359102.1 | 6363895.35 | 19H | 19 | H | S | -69 | -3636104.65 | -0.57139 | 6381836.1807 | -0.022078 | -0.90979 | -0.64371 | -1.0263 | -0.93064 | -1.7029 | 0.0050546 | 4.2582e-05 | 1.6741e-07 | -3622246.3045 | -0.0021715 | 1.1622e-06 | -0.022078 | -0.57356 | -0.02208 | -0.02628 | -0.5734 | -0.57341 | -32.854 | -70.5057 | -70 | -30 | -20.663 | -32 | -51 | -14.354 | 32°51 ' 14,354 "S | 70°30 ' 20,663 " |  |  | NO SE ENCUENTRA
302 | S/E CENTRAL COYA | PACIFIC HYDRO CHILE S.A. | MACHALÍ | 359411.32 | 6214066.14 | 19H | 19 | H | S | -69 | -3785933.86 | -0.59493 | 6382299.4519 | -0.022028 | -0.92832 | -0.63673 | -1.0591 | -0.9535 | -1.7347 | 0.0050546 | 4.2582e-05 | 1.6741e-07 | -3771806.8063 | -0.0022135 | 1.1215e-06 | -0.022028 | -0.59714 | -0.02203 | -0.026634 | -0.59698 | -0.59699 | -34.205 | -70.526 | -70 | -31 | -33.564 | -34 | -12 | -17.835 | 34°12 ' 17,835 "S | 70°31 ' 33,564 " |  |  | NO SE ENCUENTRA
303 | S/E INTERCONEXION CHACAYES | PACIFIC HYDRO CHACAYES S.A. | MACHALÍ | 356112.6 | 6215052.53 | 19H | 19 | H | S | -69 | -3784947.47 | -0.59478 | 6382296.3716 | -0.022545 | -0.9282 | -0.63678 | -1.0589 | -0.95335 | -1.7345 | 0.0050546 | 4.2582e-05 | 1.6741e-07 | -3770822.0785 | -0.0022132 | 1.175e-06 | -0.022545 | -0.59699 | -0.022547 | -0.027255 | -0.59682 | -0.59683 | -34.1956 | -70.5616 | -70 | -33 | -41.831 | -34 | -11 | -44.2 | 34°11 ' 44,2 "S | 70°33 ' 41,831 " |  |  | NO SE ENCUENTRA
305 | S/E CENTRAL CHOLGUAN | MADERAS ARAUCO S.A. | YUNGAY | 759869.96 | 5882832.41 | 18H | 18 | H | S | -75 | -4117167.59 | -0.64698 | 6383353.8091 | 0.040711 | -0.96193 | -0.61242 | -1.1279 | -0.99906 | -1.7951 | 0.0050546 | 4.2582e-05 | 1.6741e-07 | -4102564.075 | -0.0022877 | 3.5556e-06 | 0.040711 | -0.64927 | 0.040722 | 0.05108 | -0.64864 | -0.64865 | -37.1648 | -72.0733 | -72 | -4 | -24.041 | -37 | -9 | -53.335 | 37°9 ' 53,335 "S | 72°4 ' 24,041 " | -37.165 | -72.0732 | si | Colguan066/Cholguan220
307 | S/E CENTRAL PANGUE | ENEL GENERACIÓN CHILE S.A. | ALTO BÍO BÍO | 270425.65 | 5801051.05 | 19H | 19 | H | S | -69 | -4198948.95 | -0.65983 | 6383619.538 | -0.035963 | -0.96863 | -0.60467 | -1.1441 | -1.0093 | -1.808 | 0.0050546 | 4.2582e-05 | 1.6741e-07 | -4184253.249 | -0.0023021 | 2.7206e-06 | -0.035963 | -0.66214 | -0.035971 | -0.045577 | -0.66163 | -0.66164 | -37.9091 | -71.6114 | -71 | -36 | -40.964 | -37 | -54 | -32.882 | 37°54 ' 32,882 "S | 71°36 ' 40,964 " | -37.9062 | -71.6141 | si | Pangue220
308 | S/E CENTRAL CURILLINQUE | TRANSELEC S.A. | SAN CLEMENTE | 324342.09 | 6035867.34 | 19H | 19 | H | S | -69 | -3964132.66 | -0.62293 | 6382861.9769 | -0.02752 | -0.94767 | -0.62511 | -1.0968 | -0.97885 | -1.7689 | 0.0050546 | 4.2582e-05 | 1.6741e-07 | -3949728.8928 | -0.0022566 | 1.6834e-06 | -0.02752 | -0.62519 | -0.027524 | -0.033931 | -0.62492 | -0.62493 | -35.8056 | -70.9441 | -70 | -56 | -38.803 | -35 | -48 | -20.218 | 35°48 ' 20,218 "S | 70°56 ' 38,803 " |  |  | NO SE ENCUENTRA
309 | S/E LOMA ALTA | TRANSELEC S.A. | SAN CLEMENTE | 320929.31 | 6037304.13 | 19H | 19 | H | S | -69 | -3962695.87 | -0.62271 | 6382857.3955 | -0.028055 | -0.94753 | -0.62521 | -1.0965 | -0.97866 | -1.7686 | 0.0050546 | 4.2582e-05 | 1.6741e-07 | -3948294.1451 | -0.0022563 | 1.7501e-06 | -0.028055 | -0.62496 | -0.028059 | -0.034584 | -0.62468 | -0.62469 | -35.7921 | -70.9815 | -70 | -58 | -53.55 | -35 | -47 | -31.39 | 35°47 ' 31,39 "S | 70°58 ' 53,55 " |  |  | NO SE ENCUENTRA
310 | S/E RIO MELADO | EMPRESA ELÉCTRICA PEHUENCHE S.A. | COLBÚN | 312670.67 | 6045387.68 | 19H | 19 | H | S | -69 | -3954612.32 | -0.62144 | 6382831.6332 | -0.029349 | -0.94671 | -0.62581 | -1.0948 | -0.97755 | -1.7671 | 0.0050546 | 4.2582e-05 | 1.6741e-07 | -3940222.143 | -0.0022545 | 1.9187e-06 | -0.029349 | -0.62369 | -0.029353 | -0.036146 | -0.62338 | -0.62339 | -35.7177 | -71.071 | -71 | -4 | -15.556 | -35 | -43 | -3.635 | 35°43 ' 3,635 "S | 71°4 ' 15,556 " |  |  | NO SE ENCUENTRA
312 | S/E PETROPOWER | ENAP REFINERÍAS S.A. | HUALPÉN | 667834 | 5927332 | 18H | 18 | H | S | -75 | -4072668 | -0.63999 | 6383210.0333 | 0.026293 | -0.95801 | -0.61635 | -1.119 | -0.99333 | -1.7877 | 0.0050546 | 4.2582e-05 | 1.6741e-07 | -4058118.9208 | -0.0022793 | 1.4988e-06 | 0.026293 | -0.64227 | 0.026296 | 0.032828 | -0.64201 | -0.64202 | -36.785 | -73.1191 | -73 | -7 | -8.752 | -36 | -47 | -5.867 | 36°47 ' 5,867 "S | 73°7 ' 8,752 " | -36.788 | -73.121 | si | Hualpen154/Hualpen220
313 | S/E CENTRAL LOS OLIVOS | ESPINOS S.A. | LOS VILOS | 265922.56 | 6463944.95 | 19J | 19 | J | S | -69 | -3536055.05 | -0.55566 | 6381532.3041 | -0.03668 | -0.89629 | -0.64688 | -1.0038 | -0.91458 | -1.6799 | 0.0050546 | 4.2582e-05 | 1.6741e-07 | -3522394.1237 | -0.0021407 | 3.2722e-06 | -0.03668 | -0.55781 | -0.036689 | -0.043217 | -0.55739 | -0.55739 | -31.9363 | -71.4761 | -71 | -28 | -34.065 | -31 | -56 | -10.791 | 31°56 ' 10,791 "S | 71°28 ' 34,065 " | -31.938 | -71.4785 | si | LVilos220
314 | S/E CENTRAL HORNITOS | RÍO TRANQUILO S.A. | LOS ANDES | 381815.4 | 6358928.98 | 19H | 19 | H | S | -69 | -3641071.02 | -0.57217 | 6381851.3828 | -0.018519 | -0.91043 | -0.64352 | -1.0274 | -0.93142 | -1.704 | 0.0050546 | 4.2582e-05 | 1.6741e-07 | -3627203.2475 | -0.002173 | 8.1684e-07 | -0.018519 | -0.57434 | -0.01852 | -0.022056 | -0.57423 | -0.57424 | -32.9015 | -70.2637 | -70 | -15 | -49.32 | -32 | -54 | -5.26 | 32°54 ' 5,26 "S | 70°15 ' 49,32 " |  |  | NO SE ENCUENTRA
315 | S/E CENTRAL CHUYACA | SAGESA S.A. | OSORNO | 661798 | 5506240 | 18G | 18 | G | S | -75 | -4493760 | -0.70616 | 6384591.0539 | 0.025342 | -0.98747 | -0.57165 | -1.1999 | -1.0428 | -1.8484 | 0.0050546 | 4.2582e-05 | 1.6741e-07 | -4478817.4051 | -0.0023404 | 1.2528e-06 | 0.025342 | -0.7085 | 0.025345 | 0.033365 | -0.70823 | -0.70823 | -40.5788 | -73.0883 | -73 | -5 | -17.993 | -40 | -34 | -43.754 | 40°34 ' 43,754 "S | 73°5 ' 17,993 " |  |  | NO SE ENCUENTRA
316 | S/E CENTRAL CORONEL | SAGESA S.A. | CORONEL | 662975 | 5907174 | 18H | 18 | H | S | -75 | -4092826 | -0.64316 | 6383275.0888 | 0.025532 | -0.95981 | -0.61459 | -1.1231 | -0.99594 | -1.7911 | 0.0050546 | 4.2582e-05 | 1.6741e-07 | -4078251.8897 | -0.0022832 | 1.4066e-06 | 0.025532 | -0.64544 | 0.025534 | 0.031954 | -0.64519 | -0.6452 | -36.9674 | -73.1692 | -73 | -10 | -9.103 | -36 | -58 | -2.767 | 36°58 ' 2,767 "S | 73°10 ' 9,103 " | -36.9674 | -73.1692 | si | coronel066/154
317 | S/E CENTRAL QUELLON II | ENERGÍA SIETE SPA | QUELLÓN | 612776.38 | 5228066.25 | 18G | 18 | G | S | -75 | -4771933.75 | -0.74987 | 6385521.6037 | 0.017661 | -0.99748 | -0.53414 | -1.2486 | -1.07 | -1.8787 | 0.0050546 | 4.2582e-05 | 1.6741e-07 | -4756882.5282 | -0.0023571 | 5.6285e-07 | 0.017661 | -0.75223 | 0.017662 | 0.024185 | -0.75208 | -0.75209 | -43.0917 | -73.6143 | -73 | -36 | -51.583 | -43 | -5 | -30.25 | 43°5 ' 30,25 "S | 73°36 ' 51,583 " | -42.1443 | -73.7142 | si | Chiloe110
318 | S/E CENTRAL CALLE CALLE | SAGESA S.A. | VALDIVIA | 655073.38 | 5592887.94 | 18H | 18 | H | S | -75 | -4407112.06 | -0.69254 | 6384303.5884 | 0.02429 | -0.98281 | -0.58214 | -1.1839 | -1.0335 | -1.8374 | 0.0050546 | 4.2582e-05 | 1.6741e-07 | -4392228.0545 | -0.0023313 | 1.1776e-06 | 0.02429 | -0.69488 | 0.024292 | 0.031614 | -0.69463 | -0.69464 | -39.7998 | -73.1886 | -73 | -11 | -19.061 | -39 | -47 | -59.453 | 39°47 ' 59,453 "S | 73°11 ' 19,061 " | -39.8013 | -73.1855 | si | Valdivia220
319 | S/E CENTRAL FLORIDA 1 (SCM) | ASOC. DE CANAL. SOCIEDAD DEL CANAL DE MAIPO | LA FLORIDA | 356537.2 | 6286914.76 | 19H | 19 | H | S | -69 | -3713085.24 | -0.58348 | 6382073.0258 | -0.022479 | -0.91956 | -0.64045 | -1.0433 | -0.94256 | -1.7196 | 0.0050546 | 4.2582e-05 | 1.6741e-07 | -3699084.7666 | -0.0021937 | 1.1859e-06 | -0.022479 | -0.58568 | -0.022481 | -0.02697 | -0.58551 | -0.58552 | -33.5478 | -70.5453 | -70 | -32 | -43.045 | -33 | -32 | -51.988 | 33°32 ' 51,988 "S | 70°32 ' 43,045 " | -33.547 | -70.5445 | si¦ | Florida110
320 | S/E CENTRAL MARIPOSAS | HIDROELÉCTRICA RÍO LIRCAY S.A. | SAN CLEMENTE | 294896.67 | 6058517.11 | 19H | 19 | H | S | -69 | -3941482.89 | -0.61937 | 6382789.8378 | -0.032134 | -0.94538 | -0.62678 | -1.0921 | -0.97574 | -1.7648 | 0.0050546 | 4.2582e-05 | 1.6741e-07 | -3927111.6776 | -0.0022516 | 2.3069e-06 | -0.032134 | -0.62163 | -0.032139 | -0.039514 | -0.62126 | -0.62126 | -35.5958 | -71.264 | -71 | -15 | -50.44 | -35 | -35 | -45.05 | 35°35 ' 45,05 "S | 71°15 ' 50,44 " |  |  | NO SE ENCUENTRA
321 | S/E CENTRAL LAUTARO | COMASA SPA | LAUTARO | 720674.5 | 5731239.44 | 18H | 18 | H | S | -75 | -4268760.56 | -0.6708 | 6383847.7983 | 0.034568 | -0.97385 | -0.59755 | -1.1577 | -1.0177 | -1.8184 | 0.0050546 | 4.2582e-05 | 1.6741e-07 | -4253994.2621 | -0.0023131 | 2.4707e-06 | 0.034568 | -0.67312 | 0.034574 | 0.044191 | -0.67264 | -0.67265 | -38.5399 | -72.4681 | -72 | -28 | -5.001 | -38 | -32 | -23.662 | 38°32 ' 23,662 "S | 72°28 ' 5,001 " | -38.5414 | -72.4613 | si | Lautaro066
322 | S/E CENTRAL LICAN | LICÁN SPA | RÍO BUENO | 719842.5 | 5500386.68 | 18G | 18 | G | S | -75 | -4499613.32 | -0.70708 | 6384610.522 | 0.034433 | -0.98776 | -0.57092 | -1.201 | -1.0434 | -1.8491 | 0.0050546 | 4.2582e-05 | 1.6741e-07 | -4484667.1893 | -0.002341 | 2.3093e-06 | 0.034433 | -0.70942 | 0.03444 | 0.04536 | -0.70891 | -0.70892 | -40.6181 | -72.4011 | -72 | -24 | -3.843 | -40 | -37 | -5.232 | 40°37 ' 5,232 "S | 72°24 ' 3,843 " |  |  | NO SE ENCUENTRA
323 | S/E CENTRAL LOMA LOS COLORADOS | KDM ENERGÍA S.A. | TILTIL | 331344.17 | 6351927.39 | 19H | 19 | H | S | -69 | -3648072.61 | -0.57327 | 6381872.8334 | -0.026427 | -0.91134 | -0.64325 | -1.0289 | -0.93252 | -1.7055 | 0.0050546 | 4.2582e-05 | 1.6741e-07 | -3634191.6074 | -0.0021751 | 1.6611e-06 | -0.026427 | -0.57544 | -0.02643 | -0.031494 | -0.57522 | -0.57523 | -32.958 | -70.8045 | -70 | -48 | -16.031 | -32 | -57 | -28.692 | 32°57 ' 28,692 "S | 70°48 ' 16,031 " |  |  | NO SE ENCUENTRA
330 | TAP OFF DUQUECO | CGE TRANSMISIÓN S.A. | LOS ÁNGELES | 736615.77 | 5844254.2 | 18H | 18 | H | S | -75 | -4155745.8 | -0.65304 | 6383478.9254 | 0.037067 | -0.96517 | -0.60884 | -1.1356 | -1.0039 | -1.8012 | 0.0050546 | 4.2582e-05 | 1.6741e-07 | -4141097.5276 | -0.0022947 | 2.9206e-06 | 0.037067 | -0.65534 | 0.037075 | 0.046729 | -0.65481 | -0.65482 | -37.5184 | -72.3226 | -72 | -19 | -21.536 | -37 | -31 | -6.074 | 37°31 ' 6,074 "S | 72°19 ' 21,536 " | -37.5184 | -72.3226 | si | Duqueco220
352 | S/E GUAYACAN | CGE TRANSMISIÓN S.A. | COQUIMBO | 272782.52 | 6682732.5 | 19J | 19 | J | S | -69 | -3317267.5 | -0.52128 | 6380884.6897 | -0.035609 | -0.8637 | -0.64951 | -0.95313 | -0.87723 | -1.6249 | 0.0050546 | 4.2582e-05 | 1.6741e-07 | -3304087.2858 | -0.0020656 | 3.2132e-06 | -0.035609 | -0.52335 | -0.035617 | -0.041097 | -0.52298 | -0.52299 | -29.9652 | -71.3547 | -71 | -21 | -16.948 | -29 | -57 | -54.895 | 29°57 ' 54,895 "S | 71°21 ' 16,948 " |  |  | NO SE ENCUENTRA
353 | S/E EJERCITO | CGE TRANSMISIÓN S.A. | CONCEPCIÓN | 672686.21 | 5923848.68 | 18H | 18 | H | S | -75 | -4076151.32 | -0.64054 | 6383221.2661 | 0.027053 | -0.95832 | -0.61605 | -1.1197 | -0.99379 | -1.7883 | 0.0050546 | 4.2582e-05 | 1.6741e-07 | -4061597.8714 | -0.00228 | 1.5854e-06 | 0.027053 | -0.64282 | 0.027056 | 0.03379 | -0.64254 | -0.64255 | -36.8155 | -73.064 | -73 | -3 | -50.245 | -36 | -48 | -55.707 | 36°48 ' 55,707 "S | 73°3 ' 50,245 " | -36.8045 | -73.0324 | no coincide | Concepcion066/Concpcion154
354 | S/E EL AVELLANO | CGE TRANSMISIÓN S.A. | LOS ÁNGELES | 736287 | 5852738 | 18H | 18 | H | S | -75 | -4147262 | -0.65171 | 6383451.3742 | 0.037016 | -0.96447 | -0.60964 | -1.1339 | -1.0029 | -1.7999 | 0.0050546 | 4.2582e-05 | 1.6741e-07 | -4132623.3758 | -0.0022932 | 2.9184e-06 | 0.037016 | -0.654 | 0.037024 | 0.046616 | -0.65348 | -0.65349 | -37.4421 | -72.3291 | -72 | -19 | -44.715 | -37 | -26 | -31.384 | 37°26 ' 31,384 "S | 72°19 ' 44,715 " |  |  | NO SE ENCUENTRA
355 | S/E EL ESPINO | CGE TRANSMISIÓN S.A. | CANELA | 300673.21 | 6531655.63 | 19J | 19 | J | S | -69 | -3468344.37 | -0.54502 | 6381329.3173 | -0.031236 | -0.88665 | -0.64834 | -0.98835 | -0.90335 | -1.6636 | 0.0050546 | 4.2582e-05 | 1.6741e-07 | -3454825.0956 | -0.0021186 | 2.4041e-06 | -0.031236 | -0.54714 | -0.031241 | -0.036565 | -0.54685 | -0.54685 | -31.3325 | -71.095 | -71 | -5 | -42.079 | -31 | -19 | -56.891 | 31°19 ' 56,891 "S | 71°5 ' 42,079 " |  |  | NO SE ENCUENTRA
356 | S/E EL PEÑON | CGE TRANSMISIÓN S.A. | COQUIMBO | 285348.86 | 6663231.19 | 19J | 19 | J | S | -69 | -3336768.81 | -0.52435 | 6380941.4157 | -0.033639 | -0.86677 | -0.64952 | -0.95774 | -0.88068 | -1.63 | 0.0050546 | 4.2582e-05 | 1.6741e-07 | -3323543.0638 | -0.0020727 | 2.8575e-06 | -0.033639 | -0.52642 | -0.033646 | -0.038895 | -0.52609 | -0.5261 | -30.1434 | -71.2285 | -71 | -13 | -42.602 | -30 | -8 | -36.127 | 30°8 ' 36,127 "S | 71°13 ' 42,602 " | -30.1431 | -71.2279 | si | ElPenon110
357 | S/E EL SAUCE | CGE TRANSMISIÓN S.A. | COMBARBALÁ | 296609.17 | 6560190.76 | 19J | 19 | J | S | -69 | -3439809.24 | -0.54054 | 6381244.4447 | -0.031873 | -0.88247 | -0.64878 | -0.98177 | -0.89852 | -1.6565 | 0.0050546 | 4.2582e-05 | 1.6741e-07 | -3426351.5863 | -0.0021089 | 2.5168e-06 | -0.031873 | -0.54265 | -0.031879 | -0.037209 | -0.54234 | -0.54235 | -31.0745 | -71.1319 | -71 | -7 | -54.953 | -31 | -4 | -28.106 | 31°4 ' 28,106 "S | 71°7 ' 54,953 " |  |  | NO SE ENCUENTRA
358 | S/E ESCUADRON (CGE) | CGE TRANSMISIÓN S.A. | CORONEL | 662983.22 | 5907184.03 | 18H | 18 | H | S | -75 | -4092815.97 | -0.64316 | 6383275.0564 | 0.025533 | -0.95981 | -0.61459 | -1.1231 | -0.99594 | -1.7911 | 0.0050546 | 4.2582e-05 | 1.6741e-07 | -4078241.872 | -0.0022832 | 1.4067e-06 | 0.025533 | -0.64544 | 0.025536 | 0.031955 | -0.64519 | -0.6452 | -36.9673 | -73.1691 | -73 | -10 | -8.778 | -36 | -58 | -2.437 | 36°58 ' 2,437 "S | 73°10 ' 8,778 " |  |  | NO SE ENCUENTRA
359 | S/E RAUQUEN | CGE TRANSMISIÓN S.A. | TENO | 300542.79 | 6130601.11 | 19H | 19 | H | S | -69 | -3869398.89 | -0.60805 | 6382561.4625 | -0.03125 | -0.93775 | -0.63172 | -1.0769 | -0.96562 | -1.7512 | 0.0050546 | 4.2582e-05 | 1.6741e-07 | -3855136.3728 | -0.0022346 | 2.2169e-06 | -0.03125 | -0.61028 | -0.031255 | -0.038122 | -0.60994 | -0.60995 | -34.9475 | -71.1842 | -71 | -11 | -3.174 | -34 | -56 | -50.982 | 34°56 ' 50,982 "S | 71°11 ' 3,174 " |  |  | NO SE ENCUENTRA
360 | S/E MOLINA | CGE TRANSMISIÓN S.A. | MOLINA | 288705.96 | 6113993.02 | 19H | 19 | H | S | -69 | -3886006.98 | -0.61066 | 6382613.9129 | -0.033105 | -0.93955 | -0.63063 | -1.0804 | -0.96798 | -1.7544 | 0.0050546 | 4.2582e-05 | 1.6741e-07 | -3871718.7351 | -0.0022386 | 2.4787e-06 | -0.033105 | -0.6129 | -0.033111 | -0.040456 | -0.61251 | -0.61252 | -35.0947 | -71.318 | -71 | -19 | -4.685 | -35 | -5 | -41.046 | 35°5 ' 41,046 "S | 71°19 ' 4,685 " |  |  | NO SE ENCUENTRA
361 | S/E LA PALMA | CGE TRANSMISIÓN S.A. | SAN JAVIER DE LONCOMILLA | 254556.11 | 6059114.69 | 19H | 19 | H | S | -69 | -3940885.31 | -0.61928 | 6382787.9369 | -0.038454 | -0.94532 | -0.62682 | -1.0919 | -0.97566 | -1.7646 | 0.0050546 | 4.2582e-05 | 1.6741e-07 | -3926514.9668 | -0.0022514 | 3.304e-06 | -0.038454 | -0.62153 | -0.038463 | -0.047276 | -0.621 | -0.62101 | -35.5813 | -71.7087 | -71 | -42 | -31.377 | -35 | -34 | -52.612 | 35°34 ' 52,612 "S | 71°42 ' 31,377 " |  |  | NO SE ENCUENTRA
362 | S/E LEBU | CGE TRANSMISIÓN S.A. | LEBU | 620365.53 | 5832728.45 | 18H | 18 | H | S | -75 | -4167271.55 | -0.65486 | 6383516.3877 | 0.018856 | -0.96611 | -0.60775 | -1.1379 | -1.0054 | -1.8031 | 0.0050546 | 4.2582e-05 | 1.6741e-07 | -4152610.3457 | -0.0022967 | 7.5366e-07 | 0.018856 | -0.65715 | 0.018857 | 0.023813 | -0.65702 | -0.65702 | -37.6447 | -73.6356 | -73 | -38 | -8.31 | -37 | -38 | -40.96 | 37°38 ' 40,96 "S | 73°38 ' 8,31 " |  |  | NO SE ENCUENTRA
363 | S/E GRANEROS | CGE TRANSMISIÓN S.A. | GRANEROS | 342169.44 | 6229766.47 | 19H | 19 | H | S | -69 | -3770233.53 | -0.59246 | 6382250.4701 | -0.02473 | -0.92647 | -0.63758 | -1.0557 | -0.95117 | -1.7315 | 0.0050546 | 4.2582e-05 | 1.6741e-07 | -3756133.102 | -0.0022093 | 1.4182e-06 | -0.02473 | -0.59467 | -0.024732 | -0.029849 | -0.59447 | -0.59448 | -34.061 | -70.7102 | -70 | -42 | -36.774 | -34 | -3 | -39.42 | 34°3 ' 39,42 "S | 70°42 ' 36,774 " |  |  | NO SE ENCUENTRA
364 | S/E CURACAUTIN | CGE TRANSMISIÓN S.A. | CURACAUTÍN | 246757.52 | 5742293.33 | 19H | 19 | H | S | -69 | -4257706.67 | -0.66907 | 6383811.5733 | -0.039669 | -0.97306 | -0.59871 | -1.1556 | -1.0164 | -1.8167 | 0.0050546 | 4.2582e-05 | 1.6741e-07 | -4242951.0515 | -0.0023114 | 3.2628e-06 | -0.039669 | -0.67138 | -0.03968 | -0.050636 | -0.67075 | -0.67076 | -38.4317 | -71.9012 | -71 | -54 | -4.345 | -38 | -25 | -54.272 | 38°25 ' 54,272 "S | 71°54 ' 4,345 " |  |  | NO SE ENCUENTRA
365 | S/E HORCONES | CGE TRANSMISIÓN S.A. | ARAUCO | 658315.12 | 5880120.4 | 18H | 18 | H | S | -75 | -4119879.6 | -0.64741 | 6383362.5905 | 0.024801 | -0.96216 | -0.61217 | -1.1285 | -0.99941 | -1.7955 | 0.0050546 | 4.2582e-05 | 1.6741e-07 | -4105272.8645 | -0.0022883 | 1.3188e-06 | 0.024801 | -0.6497 | 0.024804 | 0.03114 | -0.64946 | -0.64947 | -37.212 | -73.2158 | -73 | -12 | -56.926 | -37 | -12 | -43.134 | 37°12 ' 43,134 "S | 73°12 ' 56,926 " | -37.2125 | -73.2163 | si | Horcones066
366 | S/E HOSPITAL | CGE TRANSMISIÓN S.A. | PAINE | 338738.9 | 6251497.01 | 19H | 19 | H | S | -69 | -3748502.99 | -0.58905 | 6382182.8392 | -0.025267 | -0.92388 | -0.63872 | -1.051 | -0.94792 | -1.7271 | 0.0050546 | 4.2582e-05 | 1.6741e-07 | -3734440.0087 | -0.0022035 | 1.4873e-06 | -0.025267 | -0.59125 | -0.02527 | -0.030428 | -0.59104 | -0.59105 | -33.8645 | -70.7434 | -70 | -44 | -36.133 | -33 | -51 | -52.313 | 33°51 ' 52,313 "S | 70°44 ' 36,133 " | -33.8238 | -70.7516 | si | Paine154
367 | S/E ILLAPEL | CGE TRANSMISIÓN S.A. | ILLAPEL | 296362.16 | 6499232.76 | 19J | 19 | J | S | -69 | -3500767.24 | -0.55012 | 6381426.24 | -0.031911 | -0.89132 | -0.64771 | -0.99578 | -0.90876 | -1.6715 | 0.0050546 | 4.2582e-05 | 1.6741e-07 | -3487179.3319 | -0.0021293 | 2.4936e-06 | -0.031911 | -0.55225 | -0.031916 | -0.037472 | -0.55193 | -0.55194 | -31.6241 | -71.147 | -71 | -8 | -49.105 | -31 | -37 | -26.594 | 31°37 ' 26,594 "S | 71°8 ' 49,105 " |  |  | NO SE ENCUENTRA
368 | S/E INCAHUASI | CGE TRANSMISIÓN S.A. | VALLENAR | 303103.9999 | 6761767.0141 | 19J | 19 | J | S | -69 | -3238232.9859 | -0.50886 | 6380656.9023 | -0.030858 | -0.85092 | -0.64895 | -0.93432 | -0.86298 | -1.6033 | 0.0050546 | 4.2582e-05 | 1.6741e-07 | -3225242.5861 | -0.0020359 | 2.4472e-06 | -0.030858 | -0.5109 | -0.030863 | -0.035366 | -0.51063 | -0.51064 | -29.2576 | -71.0263 | -71 | -1 | -34.84 | -29 | -15 | -27.518 | 29°15 ' 27,518 "S | 71°1 ' 34,84 " |  |  | NO SE ENCUENTRA
369 | S/E LA RONDA | CGE TRANSMISIÓN S.A. | SAN FERNANDO | 320251.23 | 6174256.36 | 19H | 19 | H | S | -69 | -3825743.64 | -0.60119 | 6382424.0868 | -0.028163 | -0.9329 | -0.63444 | -1.0676 | -0.95934 | -1.7427 | 0.0050546 | 4.2582e-05 | 1.6741e-07 | -3811550.6952 | -0.0022238 | 1.8177e-06 | -0.028163 | -0.60341 | -0.028167 | -0.034194 | -0.60314 | -0.60315 | -34.5577 | -70.9592 | -70 | -57 | -33.095 | -34 | -33 | -27.868 | 34°33 ' 27,868 "S | 70°57 ' 33,095 " |  |  | NO SE ENCUENTRA
370 | S/E LAS CABRAS | CGE TRANSMISIÓN S.A. | PEUMO | 288645.54 | 6202618.49 | 19H | 19 | H | S | -69 | -3797381.51 | -0.59673 | 6382335.228 | -0.033116 | -0.92965 | -0.63609 | -1.0616 | -0.95519 | -1.7371 | 0.0050546 | 4.2582e-05 | 1.6741e-07 | -3783235.2703 | -0.0022165 | 2.5285e-06 | -0.033116 | -0.59895 | -0.033122 | -0.040081 | -0.59857 | -0.59858 | -34.2962 | -71.2965 | -71 | -17 | -47.23 | -34 | -17 | -46.167 | 34°17 ' 46,167 "S | 71°17 ' 47,23 " |  |  | NO SE ENCUENTRA
371 | S/E LAS COMPAÑIAS | CGE TRANSMISIÓN S.A. | LA SERENA | 284723.83 | 6694556.14 | 19J | 19 | J | S | -69 | -3305443.86 | -0.51943 | 6380850.3959 | -0.033738 | -0.86182 | -0.64947 | -0.95034 | -0.87512 | -1.6217 | 0.0050546 | 4.2582e-05 | 1.6741e-07 | -3292291.5042 | -0.0020612 | 2.8905e-06 | -0.033738 | -0.52149 | -0.033744 | -0.038897 | -0.52116 | -0.52117 | -29.8608 | -71.2287 | -71 | -13 | -43.18 | -29 | -51 | -38.801 | 29°51 ' 38,801 "S | 71°13 ' 43,18 " |  |  | NO SE ENCUENTRA
372 | S/E LATORRE | CGE TRANSMISIÓN S.A. | TALCAHUANO | 667915.01 | 5934671.29 | 18H | 18 | H | S | -75 | -4065328.71 | -0.63884 | 6383186.3783 | 0.026306 | -0.95735 | -0.61698 | -1.1175 | -0.99238 | -1.7865 | 0.0050546 | 4.2582e-05 | 1.6741e-07 | -4050788.8971 | -0.0022778 | 1.5028e-06 | 0.026306 | -0.64111 | 0.026309 | 0.032816 | -0.64086 | -0.64086 | -36.7188 | -73.1198 | -73 | -7 | -11.298 | -36 | -43 | -7.76 | 36°43 ' 7,76 "S | 73°7 ' 11,298 " |  |  | NO SE ENCUENTRA
373 | S/E ALAMEDA | CGE TRANSMISIÓN S.A. | RANCAGUA | 340884.24 | 6217879.31 | 19H | 19 | H | S | -69 | -3782120.69 | -0.59433 | 6382287.5465 | -0.024931 | -0.92787 | -0.63694 | -1.0583 | -0.95294 | -1.734 | 0.0050546 | 4.2582e-05 | 1.6741e-07 | -3768000.0698 | -0.0022125 | 1.4377e-06 | -0.024931 | -0.59654 | -0.024933 | -0.03013 | -0.59633 | -0.59634 | -34.1679 | -70.7263 | -70 | -43 | -34.723 | -34 | -10 | -4.491 | 34°10 ' 4,491 "S | 70°43 ' 34,723 " | -34.1664 | -70.726 | si | Rancagua154
374 | S/E FATIMA | CGE TRANSMISIÓN S.A. | PAINE | 337543.54 | 6257673.75 | 19H | 19 | H | S | -69 | -3742326.25 | -0.58808 | 6382163.6508 | -0.025455 | -0.92314 | -0.63903 | -1.0496 | -0.94699 | -1.7258 | 0.0050546 | 4.2582e-05 | 1.6741e-07 | -3728274.0384 | -0.0022018 | 1.5114e-06 | -0.025455 | -0.59028 | -0.025457 | -0.030633 | -0.59006 | -0.59007 | -33.8087 | -70.7551 | -70 | -45 | -18.536 | -33 | -48 | -31.194 | 33°48 ' 31,194 "S | 70°45 ' 18,536 " | -33.8238 | -70.7516 | si | Paine154
375 | S/E CHILLAN | CGE TRANSMISIÓN S.A. | CHILLÁN | 759967.35 | 5942749.96 | 18H | 18 | H | S | -75 | -4057250.04 | -0.63757 | 6383160.3596 | 0.040727 | -0.95661 | -0.61767 | -1.1159 | -0.99132 | -1.7851 | 0.0050546 | 4.2582e-05 | 1.6741e-07 | -4042720.5211 | -0.0022762 | 3.609e-06 | 0.040727 | -0.63984 | 0.040738 | 0.05074 | -0.63923 | -0.63923 | -36.6254 | -72.0928 | -72 | -5 | -34.074 | -36 | -37 | -31.289 | 36°37 ' 31,289 "S | 72°5 ' 34,074 " | -36.6256 | -72.0927 | si | Chillan154
376 | S/E ALONSO DE RIBERA | CGE TRANSMISIÓN S.A. | CONCEPCIÓN | 675424.37 | 5924962.15 | 18H | 18 | H | S | -75 | -4075037.85 | -0.64036 | 6383217.675 | 0.027482 | -0.95822 | -0.61615 | -1.1195 | -0.99364 | -1.7881 | 0.0050546 | 4.2582e-05 | 1.6741e-07 | -4060485.7961 | -0.0022797 | 1.6365e-06 | 0.027482 | -0.64264 | 0.027486 | 0.034321 | -0.64236 | -0.64237 | -36.8049 | -73.0335 | -73 | -2 | -0.714 | -36 | -48 | -17.78 | 36°48 ' 17,78 "S | 73°2 ' 0,714 " | -36.8045 | -73.0324 | si | Concepcion066/Concpcion154
377 | S/E ANDACOLLO | CGE TRANSMISIÓN S.A. | ANDACOLLO | 298537.79 | 6653491.31 | 19J | 19 | J | S | -69 | -3346508.69 | -0.52588 | 6380969.8232 | -0.031572 | -0.8683 | -0.64951 | -0.96003 | -0.8824 | -1.6326 | 0.0050546 | 4.2582e-05 | 1.6741e-07 | -3333260.3975 | -0.0020762 | 2.5126e-06 | -0.031572 | -0.52795 | -0.031578 | -0.036539 | -0.52766 | -0.52767 | -30.2335 | -71.0935 | -71 | -5 | -36.637 | -30 | -14 | -0.451 | 30°14 ' 0,451 "S | 71°5 ' 36,637 " |  |  | NO SE ENCUENTRA
378 | S/E ANDALIEN | CGE TRANSMISIÓN S.A. | CONCEPCIÓN | 675470.6414 | 5925008.476 | 18H | 18 | H | S | -75 | -4074991.524 | -0.64035 | 6383217.5256 | 0.027489 | -0.95822 | -0.61615 | -1.1195 | -0.99364 | -1.7881 | 0.0050546 | 4.2582e-05 | 1.6741e-07 | -4060439.5282 | -0.0022797 | 1.6374e-06 | 0.027489 | -0.64263 | 0.027493 | 0.03433 | -0.64235 | -0.64236 | -36.8045 | -73.033 | -73 | -1 | -58.886 | -36 | -48 | -16.246 | 36°48 ' 16,246 "S | 73°1 ' 58,886 " |  |  | NO SE ENCUENTRA
379 | S/E ANGOL | CGE TRANSMISIÓN S.A. | ANGOL | 706164.46 | 5811219 | 18H | 18 | H | S | -75 | -4188781 | -0.65824 | 6383586.3986 | 0.032296 | -0.96783 | -0.60567 | -1.1422 | -1.008 | -1.8064 | 0.0050546 | 4.2582e-05 | 1.6741e-07 | -4174096.2047 | -0.0023004 | 2.1995e-06 | 0.032296 | -0.66054 | 0.032302 | 0.040883 | -0.66013 | -0.66014 | -37.8232 | -72.6576 | -72 | -39 | -27.328 | -37 | -49 | -23.419 | 37°49 ' 23,419 "S | 72°39 ' 27,328 " |  |  | NO SE ENCUENTRA
380 | S/E ARENAS BLANCAS | CGE TRANSMISIÓN S.A. | CORONEL | 662212.1721 | 5902235.2453 | 18H | 18 | H | S | -75 | -4097764.7547 | -0.64393 | 6383291.0463 | 0.025412 | -0.96024 | -0.61416 | -1.1241 | -0.99658 | -1.7919 | 0.0050546 | 4.2582e-05 | 1.6741e-07 | -4083184.6056 | -0.0022841 | 1.3918e-06 | 0.025412 | -0.64622 | 0.025415 | 0.031823 | -0.64597 | -0.64598 | -37.0121 | -73.1767 | -73 | -10 | -36.115 | -37 | 0 | -43.433 | 37°0 ' 43,433 "S | 73°10 ' 36,115 " |  |  | NO SE ENCUENTRA
381 | S/E BUIN (CGE) | CGE TRANSMISIÓN S.A. | BUIN | 339151.2 | 6265856.79 | 19H | 19 | H | S | -69 | -3734143.21 | -0.58679 | 6382138.2538 | -0.025203 | -0.92214 | -0.63944 | -1.0479 | -0.94576 | -1.7241 | 0.0050546 | 4.2582e-05 | 1.6741e-07 | -3720105.3519 | -0.0021996 | 1.4842e-06 | -0.025203 | -0.58899 | -0.025206 | -0.030304 | -0.58878 | -0.58879 | -33.7351 | -70.7363 | -70 | -44 | -10.673 | -33 | -44 | -6.504 | 33°44 ' 6,504 "S | 70°44 ' 10,673 " | -33.7101 | -70.6911 | no coincide | Buin110
382 | S/E CABILDO | CGE TRANSMISIÓN S.A. | CABILDO | 304761.41 | 6409239.9 | 19H | 19 | H | S | -69 | -3590760.1 | -0.56426 | 6381697.8899 | -0.030594 | -0.90378 | -0.6453 | -1.0162 | -0.92344 | -1.6926 | 0.0050546 | 4.2582e-05 | 1.6741e-07 | -3576989.4611 | -0.0021578 | 2.2519e-06 | -0.030593 | -0.56642 | -0.030598 | -0.036245 | -0.56612 | -0.56613 | -32.4369 | -71.0767 | -71 | -4 | -36.146 | -32 | -26 | -12.754 | 32°26 ' 12,754 "S | 71°4 ' 36,146 " |  |  | NO SE ENCUENTRA
383 | S/E CACHAPOAL | CGE TRANSMISIÓN S.A. | RANCAGUA | 338613.19 | 6215284.03 | 19H | 19 | H | S | -69 | -3784715.97 | -0.59474 | 6382295.6488 | -0.025287 | -0.92818 | -0.63679 | -1.0588 | -0.95332 | -1.7345 | 0.0050546 | 4.2582e-05 | 1.6741e-07 | -3770590.9688 | -0.0022132 | 1.4783e-06 | -0.025287 | -0.59695 | -0.025289 | -0.030568 | -0.59674 | -0.59674 | -34.191 | -70.7514 | -70 | -45 | -5.13 | -34 | -11 | -27.456 | 34°11 ' 27,456 "S | 70°45 ' 5,13 " | -34.1664 | -70.726 | no coincide | Rancagua154
384 | S/E CARAMPANGUE | CGE TRANSMISIÓN S.A. | ARAUCO | 656611.9897 | 5875179.2138 | 18H | 18 | H | S | -75 | -4124820.7862 | -0.64818 | 6383378.5956 | 0.024534 | -0.96258 | -0.61172 | -1.1295 | -1 | -1.7963 | 0.0050546 | 4.2582e-05 | 1.6741e-07 | -4110208.212 | -0.0022892 | 1.289e-06 | 0.024534 | -0.65047 | 0.024537 | 0.030823 | -0.65024 | -0.65025 | -37.2568 | -73.234 | -73 | -14 | -2.256 | -37 | -15 | -24.438 | 37°15 ' 24,438 "S | 73°14 ' 2,256 " |  |  | NO SE ENCUENTRA
385 | S/E DUQUECO | EMPRESA DE TRANSMISIÓN ELÉCTRICA TRANSEMEL S.A. | LOS ÁNGELES | 736615.7656 | 5844254.199 | 18H | 18 | H | S | -75 | -4155745.801 | -0.65304 | 6383478.9254 | 0.037067 | -0.96517 | -0.60884 | -1.1356 | -1.0039 | -1.8012 | 0.0050546 | 4.2582e-05 | 1.6741e-07 | -4141097.5286 | -0.0022947 | 2.9206e-06 | 0.037067 | -0.65534 | 0.037075 | 0.046729 | -0.65481 | -0.65482 | -37.5184 | -72.3226 | -72 | -19 | -21.536 | -37 | -31 | -6.074 | 37°31 ' 6,074 "S | 72°19 ' 21,536 " | -37.5184 | -72.3226 | si | Duqueco220
386 | S/E CHIGUAYANTE | CGE TRANSMISIÓN S.A. | CHIGUAYANTE | 675180.86 | 5913302.21 | 18H | 18 | H | S | -75 | -4086697.79 | -0.64219 | 6383255.2983 | 0.027444 | -0.95926 | -0.61513 | -1.1218 | -0.99515 | -1.7901 | 0.0050546 | 4.2582e-05 | 1.6741e-07 | -4072131.2242 | -0.002282 | 1.6275e-06 | 0.027444 | -0.64448 | 0.027447 | 0.034321 | -0.64419 | -0.6442 | -36.91 | -73.0336 | -73 | -2 | -0.85 | -36 | -54 | -36.116 | 36°54 ' 36,116 "S | 73°2 ' 0,85 " |  |  | NO SE ENCUENTRA
387 | S/E CURANILAHUE | CGE TRANSMISIÓN S.A. | CURANILAHUE | 645708.79 | 5851339.85 | 18H | 18 | H | S | -75 | -4148660.15 | -0.65193 | 6383455.9133 | 0.022826 | -0.96458 | -0.60951 | -1.1342 | -1.003 | -1.8001 | 0.0050546 | 4.2582e-05 | 1.6741e-07 | -4134019.9282 | -0.0022935 | 1.1094e-06 | 0.022826 | -0.65422 | 0.022828 | 0.02876 | -0.65402 | -0.65403 | -37.4734 | -73.3522 | -73 | -21 | -7.813 | -37 | -28 | -24.075 | 37°28 ' 24,075 "S | 73°21 ' 7,813 " |  |  | NO SE ENCUENTRA
388 | S/E CHIMBARONGO | CGE TRANSMISIÓN S.A. | CHIMBARONGO | 313500.74 | 6154642.12 | 19H | 19 | H | S | -69 | -3845357.88 | -0.60427 | 6382485.7202 | -0.02922 | -0.9351 | -0.63324 | -1.0718 | -0.96217 | -1.7466 | 0.0050546 | 4.2582e-05 | 1.6741e-07 | -3831133.3283 | -0.0022287 | 1.9484e-06 | -0.02922 | -0.6065 | -0.029225 | -0.035553 | -0.6062 | -0.60621 | -34.7333 | -71.0371 | -71 | -2 | -13.383 | -34 | -43 | -59.906 | 34°43 ' 59,906 "S | 71°2 ' 13,383 " |  |  | NO SE ENCUENTRA
389 | S/E CHIVILCAN | CGE TRANSMISIÓN S.A. | TEMUCO | 708786.72 | 5710804.05 | 18H | 18 | H | S | -75 | -4289195.95 | -0.67401 | 6383914.8464 | 0.032705 | -0.97529 | -0.59538 | -1.1617 | -1.0201 | -1.8213 | 0.0050546 | 4.2582e-05 | 1.6741e-07 | -4274410.4044 | -0.0023161 | 2.2003e-06 | 0.032705 | -0.67633 | 0.032711 | 0.041919 | -0.6759 | -0.67591 | -38.7268 | -72.5982 | -72 | -35 | -53.531 | -38 | -43 | -36.394 | 38°43 ' 36,394 "S | 72°35 ' 53,531 " | -38.7088 | -72.5578 | no coincide | Temuco066/Temuco220
390 | S/E CHOAPA | CGE TRANSMISIÓN S.A. | LOS VILOS | 265848.02 | 6463783.88 | 19J | 19 | J | S | -69 | -3536216.12 | -0.55569 | 6381532.7896 | -0.036692 | -0.89631 | -0.64688 | -1.0038 | -0.9146 | -1.68 | 0.0050546 | 4.2582e-05 | 1.6741e-07 | -3522554.8644 | -0.0021407 | 3.2742e-06 | -0.036692 | -0.55783 | -0.0367 | -0.043231 | -0.55741 | -0.55742 | -31.9378 | -71.477 | -71 | -28 | -37.041 | -31 | -56 | -15.962 | 31°56 ' 15,962 "S | 71°28 ' 37,041 " | -31.938 | -71.4785 | si | LVilos220
391 | S/E CHUMAQUITO | CGE TRANSMISIÓN S.A. | REQUÍNOA | 334421.65 | 6205128.89 | 19H | 19 | H | S | -69 | -3794871.11 | -0.59634 | 6382327.3781 | -0.025943 | -0.92936 | -0.63623 | -1.061 | -0.95482 | -1.7365 | 0.0050546 | 4.2582e-05 | 1.6741e-07 | -3780729.0613 | -0.0022158 | 1.5527e-06 | -0.025943 | -0.59855 | -0.025946 | -0.031396 | -0.59832 | -0.59833 | -34.2818 | -70.7988 | -70 | -47 | -55.824 | -34 | -16 | -54.632 | 34°16 ' 54,632 "S | 70°47 ' 55,824 " |  |  | NO SE ENCUENTRA
392 | S/E COLCHAGUA | CGE TRANSMISIÓN S.A. | SAN FERNANDO | 318481.51 | 6169441.91 | 19H | 19 | H | S | -69 | -3830558.09 | -0.60194 | 6382439.2015 | -0.02844 | -0.93344 | -0.63415 | -1.0687 | -0.96003 | -1.7437 | 0.0050546 | 4.2582e-05 | 1.6741e-07 | -3816357.3345 | -0.002225 | 1.8517e-06 | -0.02844 | -0.60417 | -0.028444 | -0.034549 | -0.60389 | -0.6039 | -34.6008 | -70.9795 | -70 | -58 | -46.203 | -34 | -36 | -2.956 | 34°36 ' 2,956 "S | 70°58 ' 46,203 " |  |  | NO SE ENCUENTRA
394 | S/E COLLIPULLI | CGE TRANSMISIÓN S.A. | COLLIPULLI | 723994.44 | 5796859.65 | 18H | 18 | H | S | -75 | -4203140.35 | -0.66049 | 6383633.2067 | 0.035089 | -0.96896 | -0.60425 | -1.145 | -1.0098 | -1.8086 | 0.0050546 | 4.2582e-05 | 1.6741e-07 | -4188440.1995 | -0.0023028 | 2.5873e-06 | 0.035089 | -0.66279 | 0.035096 | 0.044493 | -0.66231 | -0.66232 | -37.9483 | -72.4507 | -72 | -27 | -2.628 | -37 | -56 | -53.751 | 37°56 ' 53,751 "S | 72°27 ' 2,628 " |  |  | NO SE ENCUENTRA
395 | S/E COLO COLO | CGE TRANSMISIÓN S.A. | CONCEPCIÓN | 673752.31 | 5923288.17 | 18H | 18 | H | S | -75 | -4076711.83 | -0.64062 | 6383223.0739 | 0.02722 | -0.95837 | -0.616 | -1.1198 | -0.99386 | -1.7884 | 0.0050546 | 4.2582e-05 | 1.6741e-07 | -4062157.6801 | -0.0022801 | 1.6048e-06 | 0.02722 | -0.6429 | 0.027224 | 0.034001 | -0.64263 | -0.64264 | -36.8203 | -73.0519 | -73 | -3 | -6.778 | -36 | -49 | -13.184 | 36°49 ' 13,184 "S | 73°3 ' 6,778 " |  |  | NO SE ENCUENTRA
396 | S/E COMBARBALA | CGE TRANSMISIÓN S.A. | COMBARBALÁ | 308451.34 | 6549138.78 | 19J | 19 | J | S | -69 | -3450861.22 | -0.54228 | 6381277.2688 | -0.030017 | -0.8841 | -0.64862 | -0.98432 | -0.9004 | -1.6593 | 0.0050546 | 4.2582e-05 | 1.6741e-07 | -3437379.5651 | -0.0021127 | 2.2276e-06 | -0.030017 | -0.54439 | -0.030022 | -0.035081 | -0.54412 | -0.54413 | -31.1761 | -71.01 | -71 | 0 | -35.89 | -31 | -10 | -34.058 | 31°10 ' 34,058 "S | 71°0 ' 35,89 " |  |  | NO SE ENCUENTRA
397 | S/E LINARES | CGE TRANSMISIÓN S.A. | LINARES | 262616.18 | 6030031.7 | 19H | 19 | H | S | -69 | -3969968.3 | -0.62385 | 6382880.5919 | -0.037191 | -0.94826 | -0.62467 | -1.098 | -0.97965 | -1.7699 | 0.0050546 | 4.2582e-05 | 1.6741e-07 | -3955556.2695 | -0.0022579 | 3.0703e-06 | -0.037191 | -0.62611 | -0.037199 | -0.045875 | -0.62561 | -0.62562 | -35.8452 | -71.6284 | -71 | -37 | -42.395 | -35 | -50 | -42.699 | 35°50 ' 42,699 "S | 71°37 ' 42,395 " | -35.845 | -71.6281 | si | Linares154
398 | S/E CASAS VIEJAS | CGE TRANSMISIÓN S.A. | ZAPALLAR | 277964.23 | 6390665.46 | 19H | 19 | H | S | -69 | -3609334.54 | -0.56718 | 6381754.4258 | -0.034792 | -0.90626 | -0.64468 | -1.0203 | -0.9264 | -1.6969 | 0.0050546 | 4.2582e-05 | 1.6741e-07 | -3595527.6183 | -0.0021635 | 2.9017e-06 | -0.034792 | -0.56934 | -0.034799 | -0.041293 | -0.56896 | -0.56896 | -32.5993 | -71.3659 | -71 | -21 | -57.351 | -32 | -35 | -57.387 | 32°35 ' 57,387 "S | 71°21 ' 57,351 " |  |  | NO SE ENCUENTRA
399 | S/E SANTA ELVIRA | CGE TRANSMISIÓN S.A. | CHILLÁN | 759542.84 | 5946016.92 | 18H | 18 | H | S | -75 | -4053983.08 | -0.63705 | 6383149.8437 | 0.040661 | -0.95631 | -0.61795 | -1.1152 | -0.99089 | -1.7846 | 0.0050546 | 4.2582e-05 | 1.6741e-07 | -4039457.752 | -0.0022756 | 3.6e-06 | 0.040661 | -0.63933 | 0.040672 | 0.050638 | -0.63871 | -0.63872 | -36.5961 | -72.0986 | -72 | -5 | -55.115 | -36 | -35 | -45.815 | 36°35 ' 45,815 "S | 72°5 ' 55,115 " | -36.662 | -72.4782 | no coincide | SantaElvira066
400 | S/E PUNTA DE CORTES | CGE TRANSMISIÓN S.A. | RANCAGUA | 330454.4 | 6215967.23 | 19H | 19 | H | S | -69 | -3784032.77 | -0.59463 | 6382293.5156 | -0.026565 | -0.9281 | -0.63683 | -1.0587 | -0.95322 | -1.7344 | 0.0050546 | 4.2582e-05 | 1.6741e-07 | -3769908.9211 | -0.002213 | 1.6317e-06 | -0.026565 | -0.59685 | -0.026568 | -0.03211 | -0.59661 | -0.59661 | -34.1835 | -70.8398 | -70 | -50 | -23.258 | -34 | -11 | -0.622 | 34°11 ' 0,622 "S | 70°50 ' 23,258 " | -34.183 | -70.8406 | si | PCortes154
401 | S/E QUINQUIMO | CGE TRANSMISIÓN S.A. | PAPUDO | 281394.91 | 6408662.7 | 19H | 19 | H | S | -69 | -3591337.3 | -0.56435 | 6381699.6444 | -0.034255 | -0.90386 | -0.64528 | -1.0163 | -0.92353 | -1.6928 | 0.0050546 | 4.2582e-05 | 1.6741e-07 | -3577565.5262 | -0.002158 | 2.8229e-06 | -0.034255 | -0.56651 | -0.034262 | -0.040583 | -0.56614 | -0.56615 | -32.4377 | -71.3252 | -71 | -19 | -30.785 | -32 | -26 | -15.854 | 32°26 ' 15,854 "S | 71°19 ' 30,785 " |  |  | NO SE ENCUENTRA
402 | S/E RENGO | CGE TRANSMISIÓN S.A. | RENGO | 328729.62 | 6190289.45 | 19H | 19 | H | S | -69 | -3809710.55 | -0.59867 | 6382373.8165 | -0.026835 | -0.93107 | -0.63538 | -1.0642 | -0.957 | -1.7395 | 0.0050546 | 4.2582e-05 | 1.6741e-07 | -3795543.8623 | -0.0022197 | 1.656e-06 | -0.026835 | -0.60089 | -0.026838 | -0.032526 | -0.60064 | -0.60065 | -34.4147 | -70.8636 | -70 | -51 | -48.989 | -34 | -24 | -52.834 | 34°24 ' 52,834 "S | 70°51 ' 48,989 " |  |  | NO SE ENCUENTRA
403 | S/E SALAMANCA | CGE TRANSMISIÓN S.A. | SALAMANCA | 312007.93 | 6484346.29 | 19J | 19 | J | S | -69 | -3515653.71 | -0.55246 | 6381470.9114 | -0.029459 | -0.89343 | -0.64738 | -0.99917 | -0.91122 | -1.6751 | 0.0050546 | 4.2582e-05 | 1.6741e-07 | -3502034.7844 | -0.0021341 | 2.119e-06 | -0.029459 | -0.55459 | -0.029463 | -0.034644 | -0.55432 | -0.55433 | -31.7609 | -70.985 | -70 | -59 | -5.867 | -31 | -45 | -39.417 | 31°45 ' 39,417 "S | 70°59 ' 5,867 " |  |  | NO SE ENCUENTRA
404 | S/E SAN FERNANDO | CGE TRANSMISIÓN S.A. | SAN FERNANDO | 318135.75 | 6169766.65 | 19H | 19 | H | S | -69 | -3830233.35 | -0.60189 | 6382438.1817 | -0.028494 | -0.9334 | -0.63417 | -1.0686 | -0.95999 | -1.7436 | 0.0050546 | 4.2582e-05 | 1.6741e-07 | -3816033.1203 | -0.0022249 | 1.8589e-06 | -0.028494 | -0.60412 | -0.028498 | -0.034613 | -0.60384 | -0.60385 | -34.5978 | -70.9832 | -70 | -58 | -59.52 | -34 | -35 | -52.199 | 34°35 ' 52,199 "S | 70°58 ' 59,52 " |  |  | NO SE ENCUENTRA
405 | S/E SAN FRANCISCO DE MOSTAZAL | CGE TRANSMISIÓN S.A. | MOSTAZAL | 342793.82 | 6238579.65 | 19H | 19 | H | S | -69 | -3761420.35 | -0.59108 | 6382223.0182 | -0.024632 | -0.92543 | -0.63805 | -1.0538 | -0.94986 | -1.7297 | 0.0050546 | 4.2582e-05 | 1.6741e-07 | -3747335.026 | -0.002207 | 1.4096e-06 | -0.024632 | -0.59329 | -0.024634 | -0.029703 | -0.59308 | -0.59309 | -33.9816 | -70.7019 | -70 | -42 | -6.714 | -33 | -58 | -53.739 | 33°58 ' 53,739 "S | 70°42 ' 6,714 " | -33.981 | -70.7013 | si | SFcoMost066
406 | S/E SAN JOAQUIN (CGE) | CGE TRANSMISIÓN S.A. | LA SERENA | 283491.93 | 6687802.08 | 19J | 19 | J | S | -69 | -3312197.92 | -0.52049 | 6380869.9764 | -0.033931 | -0.8629 | -0.64949 | -0.95194 | -0.87633 | -1.6235 | 0.0050546 | 4.2582e-05 | 1.6741e-07 | -3299029.6272 | -0.0020637 | 2.9201e-06 | -0.033931 | -0.52255 | -0.033937 | -0.039144 | -0.52222 | -0.52223 | -29.9215 | -71.2428 | -71 | -14 | -33.972 | -29 | -55 | -17.289 | 29°55 ' 17,289 "S | 71°14 ' 33,972 " |  |  | NO SE ENCUENTRA
407 | S/E SAN MIGUEL | CGE TRANSMISIÓN S.A. | TALCA | 262491.39 | 6075105.22 | 19H | 19 | H | S | -69 | -3924894.78 | -0.61677 | 6382737.1185 | -0.037211 | -0.94366 | -0.62796 | -1.0886 | -0.97344 | -1.7617 | 0.0050546 | 4.2582e-05 | 1.6741e-07 | -3910547.8958 | -0.0022478 | 3.105e-06 | -0.037211 | -0.61902 | -0.03722 | -0.045667 | -0.61852 | -0.61853 | -35.4392 | -71.6165 | -71 | -36 | -59.563 | -35 | -26 | -21.071 | 35°26 ' 21,071 "S | 71°36 ' 59,563 " | -35.4374 | -71.6409 | si | Talca066
408 | S/E LAUTARO | CGE TRANSMISIÓN S.A. | LAUTARO | 721259.3288 | 5731061.6439 | 18H | 18 | H | S | -75 | -4268938.3561 | -0.67083 | 6383848.3812 | 0.034659 | -0.97386 | -0.59753 | -1.1578 | -1.0177 | -1.8184 | 0.0050546 | 4.2582e-05 | 1.6741e-07 | -4254171.888 | -0.0023131 | 2.4837e-06 | 0.034659 | -0.67314 | 0.034666 | 0.044309 | -0.67267 | -0.67267 | -38.5414 | -72.4613 | -72 | -27 | -40.664 | -38 | -32 | -28.902 | 38°32 ' 28,902 "S | 72°27 ' 40,664 " | -38.5414 | -72.4613 | si | Lautaro066
409 | S/E SAN VICENTE DE TAGUA TAGUA | CGE TRANSMISIÓN S.A. | SAN VICENTE DE TAGUA TAGUA | 307661.94 | 6187554.45 | 19H | 19 | H | S | -69 | -3812445.55 | -0.5991 | 6382382.3848 | -0.030136 | -0.93138 | -0.63522 | -1.0648 | -0.9574 | -1.7401 | 0.0050546 | 4.2582e-05 | 1.6741e-07 | -3798274.3565 | -0.0022204 | 2.0872e-06 | -0.030136 | -0.60132 | -0.03014 | -0.036536 | -0.60101 | -0.60101 | -34.4356 | -71.0933 | -71 | -5 | -36.004 | -34 | -26 | -8.225 | 34°26 ' 8,225 "S | 71°5 ' 36,004 " | -36.7474 | -73.1239 | no coincide | SVicente154
410 | S/E PUCHOCO | CGE TRANSMISIÓN S.A. | CORONEL | 662172.08 | 5901040.86 | 18H | 18 | H | S | -75 | -4098959.14 | -0.64412 | 6383294.9066 | 0.025406 | -0.96035 | -0.61405 | -1.1243 | -0.99673 | -1.7921 | 0.0050546 | 4.2582e-05 | 1.6741e-07 | -4084377.5361 | -0.0022843 | 1.3907e-06 | 0.025406 | -0.6464 | 0.025408 | 0.031819 | -0.64616 | -0.64617 | -37.0228 | -73.1769 | -73 | -10 | -36.81 | -37 | -1 | -22.198 | 37°1 ' 22,198 "S | 73°10 ' 36,81 " |  |  | NO SE ENCUENTRA
411 | S/E TALCA | CGE TRANSMISIÓN S.A. | TALCA | 260355.4 | 6075309.07 | 19H | 19 | H | S | -69 | -3924690.93 | -0.61674 | 6382736.4713 | -0.037546 | -0.94364 | -0.62798 | -1.0886 | -0.97341 | -1.7617 | 0.0050546 | 4.2582e-05 | 1.6741e-07 | -3910344.3473 | -0.0022477 | 3.1612e-06 | -0.037546 | -0.61898 | -0.037555 | -0.046077 | -0.61848 | -0.61849 | -35.4368 | -71.64 | -71 | -38 | -23.981 | -35 | -26 | -12.618 | 35°26 ' 12,618 "S | 71°38 ' 23,981 " | -35.4374 | -71.6409 | si | Talca066
412 | S/E TALCAHUANO | CGE TRANSMISIÓN S.A. | TALCAHUANO | 667968.93 | 5932344.25 | 18H | 18 | H | S | -75 | -4067655.75 | -0.6392 | 6383193.8767 | 0.026314 | -0.95756 | -0.61678 | -1.118 | -0.99268 | -1.7869 | 0.0050546 | 4.2582e-05 | 1.6741e-07 | -4053112.9903 | -0.0022783 | 1.503e-06 | 0.026314 | -0.64148 | 0.026317 | 0.032835 | -0.64122 | -0.64123 | -36.7398 | -73.1187 | -73 | -7 | -7.284 | -36 | -44 | -23.205 | 36°44 ' 23,205 "S | 73°7 ' 7,284 " |  |  | NO SE ENCUENTRA
413 | S/E TOME | CGE TRANSMISIÓN S.A. | TOMÉ | 683354.27 | 5944054.59 | 18H | 18 | H | S | -75 | -4055945.41 | -0.63736 | 6383156.1598 | 0.028725 | -0.95649 | -0.61778 | -1.1156 | -0.99115 | -1.7849 | 0.0050546 | 4.2582e-05 | 1.6741e-07 | -4041417.5628 | -0.002276 | 1.7958e-06 | 0.028725 | -0.63964 | 0.028729 | 0.035792 | -0.63933 | -0.63934 | -36.6314 | -72.9493 | -72 | -56 | -57.368 | -36 | -37 | -53.152 | 36°37 ' 53,152 "S | 72°56 ' 57,368 " |  |  | NO SE ENCUENTRA
414 | S/E TRAIGUEN | CGE TRANSMISIÓN S.A. | TRAIGUÉN | 704182.5491 | 5763042.1736 | 18H | 18 | H | S | -75 | -4236957.8264 | -0.66581 | 6383743.6592 | 0.031985 | -0.97153 | -0.60085 | -1.1516 | -1.0139 | -1.8137 | 0.0050546 | 4.2582e-05 | 1.6741e-07 | -4222222.7612 | -0.0023082 | 2.132e-06 | 0.031985 | -0.66811 | 0.03199 | 0.04073 | -0.66771 | -0.66772 | -38.2575 | -72.6664 | -72 | -39 | -58.884 | -38 | -15 | -26.887 | 38°15 ' 26,887 "S | 72°39 ' 58,884 " |  |  | NO SE ENCUENTRA
415 | S/E TRES PINOS | CGE TRANSMISIÓN S.A. | LOS ÁLAMOS | 639714.61 | 5834621.14 | 18H | 18 | H | S | -75 | -4165378.86 | -0.65456 | 6383510.2333 | 0.021887 | -0.96596 | -0.60793 | -1.1375 | -1.0051 | -1.8028 | 0.0050546 | 4.2582e-05 | 1.6741e-07 | -4150719.7654 | -0.0022964 | 1.0159e-06 | 0.021887 | -0.65685 | 0.021889 | 0.027633 | -0.65667 | -0.65668 | -37.6249 | -73.4168 | -73 | -25 | -0.303 | -37 | -37 | -29.705 | 37°37 ' 29,705 "S | 73°25 ' 0,303 " |  |  | NO SE ENCUENTRA
416 | S/E TUMBES | CGE TRANSMISIÓN S.A. | TALCAHUANO | 668143.1 | 5937364.7 | 18H | 18 | H | S | -75 | -4062635.3 | -0.63841 | 6383177.7015 | 0.026342 | -0.9571 | -0.61721 | -1.117 | -0.99203 | -1.7861 | 0.0050546 | 4.2582e-05 | 1.6741e-07 | -4048098.9082 | -0.0022773 | 1.5079e-06 | 0.026342 | -0.64069 | 0.026345 | 0.03285 | -0.64043 | -0.64044 | -36.6945 | -73.1178 | -73 | -7 | -4.24 | -36 | -41 | -40.251 | 36°41 ' 40,251 "S | 73°7 ' 4,24 " |  |  | NO SE ENCUENTRA
417 | S/E TUNICHE | CGE TRANSMISIÓN S.A. | RANCAGUA | 338254.07 | 6223186.15 | 19H | 19 | H | S | -69 | -3776813.85 | -0.5935 | 6382270.9873 | -0.025343 | -0.92725 | -0.63723 | -1.0571 | -0.95215 | -1.7329 | 0.0050546 | 4.2582e-05 | 1.6741e-07 | -3762702.2187 | -0.0022111 | 1.4873e-06 | -0.025343 | -0.59571 | -0.025346 | -0.03061 | -0.59549 | -0.5955 | -34.1197 | -70.7538 | -70 | -45 | -13.849 | -34 | -7 | -10.816 | 34°7 ' 10,816 "S | 70°45 ' 13,849 " | -34.1195 | -70.7533 | si | Tuniche154_I/Tuniche154_II
418 | S/E VICTORIA | CGE TRANSMISIÓN S.A. | VICTORIA | 734708.9558 | 5763611.6669 | 18H | 18 | H | S | -75 | -4236388.3331 | -0.66572 | 6383741.7967 | 0.036767 | -0.97149 | -0.60091 | -1.1515 | -1.0138 | -1.8136 | 0.0050546 | 4.2582e-05 | 1.6741e-07 | -4221653.8413 | -0.0023081 | 2.8176e-06 | 0.036767 | -0.66802 | 0.036775 | 0.04681 | -0.66749 | -0.6675 | -38.2449 | -72.318 | -72 | -19 | -4.739 | -38 | -14 | -41.597 | 38°14 ' 41,597 "S | 72°19 ' 4,739 " |  |  | NO SE ENCUENTRA
419 | S/E VICUÑA | CGE TRANSMISIÓN S.A. | VICUÑA | 334680.15 | 6674258.24 | 19J | 19 | J | S | -69 | -3325741.76 | -0.52262 | 6380909.3149 | -0.025909 | -0.86504 | -0.64952 | -0.95514 | -0.87873 | -1.6271 | 0.0050546 | 4.2582e-05 | 1.6741e-07 | -3312541.6962 | -0.0020687 | 1.6984e-06 | -0.025908 | -0.52468 | -0.025911 | -0.02993 | -0.52449 | -0.5245 | -30.0516 | -70.7148 | -70 | -42 | -53.451 | -30 | -3 | -5.745 | 30°3 ' 5,745 "S | 70°42 ' 53,451 " |  |  | NO SE ENCUENTRA
420 | S/E LOS MAQUIS (CGE) | CGE TRANSMISIÓN S.A. | SAN RAFAEL | 271362.26 | 6091218.28 | 19H | 19 | H | S | -69 | -3908781.72 | -0.61424 | 6382686.0024 | -0.035822 | -0.94198 | -0.62909 | -1.0852 | -0.97119 | -1.7587 | 0.0050546 | 4.2582e-05 | 1.6741e-07 | -3894458.86 | -0.002244 | 2.8877e-06 | -0.035822 | -0.61648 | -0.035829 | -0.043884 | -0.61603 | -0.61603 | -35.2961 | -71.5144 | -71 | -30 | -51.825 | -35 | -17 | -46.014 | 35°17 ' 46,014 "S | 71°30 ' 51,825 " |  |  | NO SE ENCUENTRA
421 | S/E OVALLE | CGE TRANSMISIÓN S.A. | OVALLE | 290281.05 | 6613132.4 | 19J | 19 | J | S | -69 | -3386867.6 | -0.53222 | 6381088.0653 | -0.032866 | -0.87452 | -0.64933 | -0.96948 | -0.88944 | -1.6431 | 0.0050546 | 4.2582e-05 | 1.6741e-07 | -3373527.2698 | -0.0020906 | 2.7026e-06 | -0.032866 | -0.53431 | -0.032872 | -0.038177 | -0.53399 | -0.534 | -30.596 | -71.1874 | -71 | -11 | -14.511 | -30 | -35 | -45.582 | 30°35 ' 45,582 "S | 71°11 ' 14,511 " |  |  | NO SE ENCUENTRA
422 | S/E LIRQUEN | CGE TRANSMISIÓN S.A. | PENCO | 680878.07 | 5934869.78 | 18H | 18 | H | S | -75 | -4065130.22 | -0.6388 | 6383185.7388 | 0.028337 | -0.95733 | -0.617 | -1.1175 | -0.99235 | -1.7865 | 0.0050546 | 4.2582e-05 | 1.6741e-07 | -4050590.6589 | -0.0022778 | 1.7439e-06 | 0.028337 | -0.64108 | 0.02834 | 0.035347 | -0.64078 | -0.64079 | -36.7147 | -72.9748 | -72 | -58 | -29.208 | -36 | -42 | -52.751 | 36°42 ' 52,751 "S | 72°58 ' 29,208 " |  |  | NO SE ENCUENTRA
423 | S/E LO MIRANDA | CGE TRANSMISIÓN S.A. | DOÑIHUE | 325892.13 | 6213224.39 | 19H | 19 | H | S | -69 | -3786775.61 | -0.59506 | 6382302.0807 | -0.02728 | -0.92842 | -0.63668 | -1.0593 | -0.95362 | -1.7349 | 0.0050546 | 4.2582e-05 | 1.6741e-07 | -3772647.139 | -0.0022137 | 1.7197e-06 | -0.02728 | -0.59728 | -0.027283 | -0.032984 | -0.59702 | -0.59703 | -34.2075 | -70.8898 | -70 | -53 | -23.384 | -34 | -12 | -26.918 | 34°12 ' 26,918 "S | 70°53 ' 23,384 " |  |  | NO SE ENCUENTRA
424 | S/E LOMA COLORADA | CGE TRANSMISIÓN S.A. | SAN PEDRO DE LA PAZ | 665931.89 | 5916808.7 | 18H | 18 | H | S | -75 | -4083191.3 | -0.64164 | 6383243.9795 | 0.025995 | -0.95895 | -0.61544 | -1.1211 | -0.9947 | -1.7895 | 0.0050546 | 4.2582e-05 | 1.6741e-07 | -4068629.0768 | -0.0022813 | 1.4614e-06 | 0.025995 | -0.64392 | 0.025998 | 0.032496 | -0.64367 | -0.64368 | -36.8801 | -73.1381 | -73 | -8 | -17.185 | -36 | -52 | -48.404 | 36°52 ' 48,404 "S | 73°8 ' 17,185 " |  |  | NO SE ENCUENTRA
425 | S/E LORETO | CGE TRANSMISIÓN S.A. | COLTAUCO | 313143.77 | 6206748.95 | 19H | 19 | H | S | -69 | -3793251.05 | -0.59608 | 6382322.3135 | -0.029277 | -0.92917 | -0.63632 | -1.0607 | -0.95458 | -1.7362 | 0.0050546 | 4.2582e-05 | 1.6741e-07 | -3779111.7107 | -0.0022154 | 1.978e-06 | -0.029277 | -0.5983 | -0.029281 | -0.035422 | -0.598 | -0.59801 | -34.2636 | -71.0295 | -71 | -1 | -46.312 | -34 | -15 | -49.069 | 34°15 ' 49,069 "S | 71°1 ' 46,312 " |  |  | NO SE ENCUENTRA
426 | S/E LOS ANGELES (CGE) | CGE TRANSMISIÓN S.A. | LOS ÁNGELES | 732630.37 | 5848483.81 | 18H | 18 | H | S | -75 | -4151516.19 | -0.65238 | 6383465.1872 | 0.036443 | -0.96482 | -0.60924 | -1.1348 | -1.0034 | -1.8006 | 0.0050546 | 4.2582e-05 | 1.6741e-07 | -4136872.714 | -0.002294 | 2.8259e-06 | 0.036443 | -0.65467 | 0.036451 | 0.045919 | -0.65416 | -0.65417 | -37.4813 | -72.369 | -72 | -22 | -8.537 | -37 | -28 | -52.619 | 37°28 ' 52,619 "S | 72°22 ' 8,537 " |  |  | NO SE ENCUENTRA
427 | S/E MAHNS | CGE TRANSMISIÓN S.A. | TOMÉ | 683050.46 | 5945313.14 | 18H | 18 | H | S | -75 | -4054686.86 | -0.63716 | 6383152.1088 | 0.028677 | -0.95637 | -0.61789 | -1.1154 | -0.99098 | -1.7847 | 0.0050546 | 4.2582e-05 | 1.6741e-07 | -4040160.6278 | -0.0022757 | 1.7904e-06 | 0.028677 | -0.63944 | 0.028681 | 0.035728 | -0.63913 | -0.63914 | -36.6202 | -72.953 | -72 | -57 | -10.674 | -36 | -37 | -12.544 | 36°37 ' 12,544 "S | 72°57 ' 10,674 " |  |  | NO SE ENCUENTRA
428 | S/E MALLOA | CGE TRANSMISIÓN S.A. | MALLOA | 320088.47 | 6185287.07 | 19H | 19 | H | S | -69 | -3814712.93 | -0.59945 | 6382389.4903 | -0.028189 | -0.93164 | -0.63509 | -1.0653 | -0.95773 | -1.7405 | 0.0050546 | 4.2582e-05 | 1.6741e-07 | -3800538.0094 | -0.0022209 | 1.8253e-06 | -0.028189 | -0.60167 | -0.028192 | -0.034185 | -0.6014 | -0.60141 | -34.4583 | -70.9586 | -70 | -57 | -31.097 | -34 | -27 | -29.859 | 34°27 ' 29,859 "S | 70°57 ' 31,097 " | -34.4577 | -70.9594 | si | Malloa154
429 | S/E MANSO DE VELASCO | CGE TRANSMISIÓN S.A. | LOS ÁNGELES | 734648.89 | 5849809.73 | 18H | 18 | H | S | -75 | -4150190.27 | -0.65217 | 6383460.8815 | 0.036759 | -0.96471 | -0.60937 | -1.1345 | -1.0032 | -1.8004 | 0.0050546 | 4.2582e-05 | 1.6741e-07 | -4135548.3033 | -0.0022937 | 2.8761e-06 | 0.036759 | -0.65446 | 0.036767 | 0.04631 | -0.65395 | -0.65395 | -37.4688 | -72.3467 | -72 | -20 | -47.954 | -37 | -28 | -7.803 | 37°28 ' 7,803 "S | 72°20 ' 47,954 " |  |  | NO SE ENCUENTRA
430 | S/E MARQUESA | CGE TRANSMISIÓN S.A. | VICUÑA | 309576.24 | 6682235.42 | 19J | 19 | J | S | -69 | -3317764.58 | -0.52136 | 6380886.1331 | -0.029843 | -0.86378 | -0.64951 | -0.95325 | -0.87732 | -1.625 | 0.0050546 | 4.2582e-05 | 1.6741e-07 | -3304583.1988 | -0.0020658 | 2.2566e-06 | -0.029843 | -0.52343 | -0.029847 | -0.034448 | -0.52317 | -0.52318 | -29.976 | -70.9737 | -70 | -58 | -25.326 | -29 | -58 | -33.584 | 29°58 ' 33,584 "S | 70°58 ' 25,326 " |  |  | NO SE ENCUENTRA
431 | S/E PUNITAQUI | CGE TRANSMISIÓN S.A. | PUNITAQUI | 285499.05 | 6584206.49 | 19J | 19 | J | S | -69 | -3415793.51 | -0.53677 | 6381173.3302 | -0.033615 | -0.87889 | -0.64907 | -0.97621 | -0.89443 | -1.6505 | 0.0050546 | 4.2582e-05 | 1.6741e-07 | -3402388.596 | -0.0021007 | 2.812e-06 | -0.033615 | -0.53887 | -0.033621 | -0.039152 | -0.53853 | -0.53854 | -30.856 | -71.2432 | -71 | -14 | -35.675 | -30 | -51 | -21.467 | 30°51 ' 21,467 "S | 71°14 ' 35,675 " |  |  | NO SE ENCUENTRA
432 | S/E MONTE PATRIA | CGE TRANSMISIÓN S.A. | MONTE PATRIA | 312747.75 | 6603085.74 | 19J | 19 | J | S | -69 | -3396914.26 | -0.5338 | 6381117.6312 | -0.029345 | -0.87605 | -0.64925 | -0.97182 | -0.89118 | -1.6457 | 0.0050546 | 4.2582e-05 | 1.6741e-07 | -3383551.3672 | -0.0020941 | 2.1505e-06 | -0.029345 | -0.53589 | -0.029349 | -0.034121 | -0.53564 | -0.53565 | -30.6903 | -70.955 | -70 | -57 | -17.931 | -30 | -41 | -25.182 | 30°41 ' 25,182 "S | 70°57 ' 17,931 " |  |  | NO SE ENCUENTRA
433 | S/E PUMAHUE | CGE TRANSMISIÓN S.A. | TEMUCO | 712545.65 | 5712806.6 | 18H | 18 | H | S | -75 | -4287193.4 | -0.6737 | 6383908.2716 | 0.033294 | -0.97515 | -0.59559 | -1.1613 | -1.0199 | -1.821 | 0.0050546 | 4.2582e-05 | 1.6741e-07 | -4272409.7121 | -0.0023158 | 2.2814e-06 | 0.033294 | -0.67602 | 0.0333 | 0.042663 | -0.67557 | -0.67558 | -38.7079 | -72.5556 | -72 | -33 | -20.206 | -38 | -42 | -28.26 | 38°42 ' 28,26 "S | 72°33 ' 20,206 " | -38.7088 | -72.5578 | si | Temuco066/Temuco220
434 | S/E PADRE LAS CASAS | CGE TRANSMISIÓN S.A. | PADRE LAS CASAS | 707800.3782 | 5705551.0262 | 18H | 18 | H | S | -75 | -4294448.9738 | -0.67484 | 6383932.0976 | 0.032551 | -0.97565 | -0.59482 | -1.1627 | -1.0207 | -1.8221 | 0.0050546 | 4.2582e-05 | 1.6741e-07 | -4279658.5845 | -0.0023168 | 2.1767e-06 | 0.032551 | -0.67716 | 0.032556 | 0.041749 | -0.67673 | -0.67674 | -38.7743 | -72.608 | -72 | -36 | -28.661 | -38 | -46 | -27.503 | 38°46 ' 27,503 "S | 72°36 ' 28,661 " |  |  | NO SE ENCUENTRA
435 | S/E PAINE | CGE TRANSMISIÓN S.A. | PAINE | 337936.69 | 6255971.62 | 19H | 19 | H | S | -69 | -3744028.38 | -0.58835 | 6382168.937 | -0.025393 | -0.92334 | -0.63894 | -1.05 | -0.94725 | -1.7261 | 0.0050546 | 4.2582e-05 | 1.6741e-07 | -3729973.195 | -0.0022023 | 1.5036e-06 | -0.025393 | -0.59055 | -0.025396 | -0.030564 | -0.59033 | -0.59034 | -33.8241 | -70.7512 | -70 | -45 | -4.377 | -33 | -49 | -26.652 | 33°49 ' 26,652 "S | 70°45 ' 4,377 " | -33.8238 | -70.7516 | si | Paine154
436 | S/E PANGUILEMO | CGE TRANSMISIÓN S.A. | TALCA | 264361.98 | 6083252.9 | 19H | 19 | H | S | -69 | -3916747.1 | -0.61549 | 6382711.2597 | -0.036918 | -0.94281 | -0.62854 | -1.0869 | -0.9723 | -1.7602 | 0.0050546 | 4.2582e-05 | 1.6741e-07 | -3902412.3155 | -0.0022459 | 3.0618e-06 | -0.036918 | -0.61773 | -0.036927 | -0.045267 | -0.61725 | -0.61726 | -35.3662 | -71.5936 | -71 | -35 | -36.972 | -35 | -21 | -58.465 | 35°21 ' 58,465 "S | 71°35 ' 36,972 " |  |  | NO SE ENCUENTRA
437 | S/E PELEQUEN | CGE TRANSMISIÓN S.A. | MALLOA | 326346.35 | 6183879.31 | 19H | 19 | H | S | -69 | -3816120.69 | -0.59967 | 6382393.9029 | -0.027208 | -0.9318 | -0.63501 | -1.0656 | -0.95793 | -1.7408 | 0.0050546 | 4.2582e-05 | 1.6741e-07 | -3801943.4591 | -0.0022213 | 1.7e-06 | -0.027208 | -0.6019 | -0.027212 | -0.033001 | -0.60164 | -0.60165 | -34.4721 | -70.8908 | -70 | -53 | -26.988 | -34 | -28 | -19.398 | 34°28 ' 19,398 "S | 70°53 ' 26,988 " | -34.4577 | -70.9594 | si | Malloa154
438 | S/E PENCO | CGE TRANSMISIÓN S.A. | PENCO | 679401.55 | 5931671.54 | 18H | 18 | H | S | -75 | -4068328.46 | -0.63931 | 6383196.0447 | 0.028105 | -0.95762 | -0.61673 | -1.1181 | -0.99277 | -1.787 | 0.0050546 | 4.2582e-05 | 1.6741e-07 | -4053784.8499 | -0.0022784 | 1.7142e-06 | 0.028105 | -0.64159 | 0.028109 | 0.035071 | -0.64129 | -0.6413 | -36.7437 | -72.9906 | -72 | -59 | -25.986 | -36 | -44 | -37.489 | 36°44 ' 37,489 "S | 72°59 ' 25,986 " |  |  | NO SE ENCUENTRA
439 | S/E PERALES | CGE TRANSMISIÓN S.A. | TALCAHUANO | 670784.6395 | 5929069.357 | 18H | 18 | H | S | -75 | -4070930.643 | -0.63972 | 6383204.4322 | 0.026755 | -0.95785 | -0.6165 | -1.1186 | -0.99311 | -1.7874 | 0.0050546 | 4.2582e-05 | 1.6741e-07 | -4056383.75 | -0.0022789 | 1.5526e-06 | 0.026755 | -0.642 | 0.026758 | 0.033398 | -0.64173 | -0.64174 | -36.7688 | -73.0864 | -73 | -5 | -11.169 | -36 | -46 | -7.617 | 36°46 ' 7,617 "S | 73°5 ' 11,169 " |  |  | NO SE ENCUENTRA
440 | S/E PIDUCO | CGE TRANSMISIÓN S.A. | TALCA | 257944.62 | 6075382.86 | 19H | 19 | H | S | -69 | -3924617.14 | -0.61672 | 6382736.237 | -0.037923 | -0.94364 | -0.62798 | -1.0885 | -0.9734 | -1.7616 | 0.0050546 | 4.2582e-05 | 1.6741e-07 | -3910270.6665 | -0.0022477 | 3.2252e-06 | -0.037923 | -0.61897 | -0.037933 | -0.046539 | -0.61846 | -0.61847 | -35.4356 | -71.6665 | -71 | -39 | -59.418 | -35 | -26 | -8.125 | 35°26 ' 8,125 "S | 71°39 ' 59,418 " |  |  | NO SE ENCUENTRA
441 | S/E PILLANLELBUN | CGE TRANSMISIÓN S.A. | LAUTARO | 720031.38 | 5720521.98 | 18H | 18 | H | S | -75 | -4279478.02 | -0.67249 | 6383882.9495 | 0.034467 | -0.97461 | -0.59642 | -1.1598 | -1.0189 | -1.8199 | 0.0050546 | 4.2582e-05 | 1.6741e-07 | -4264701.5473 | -0.0023147 | 2.4497e-06 | 0.034467 | -0.6748 | 0.034473 | 0.044121 | -0.67433 | -0.67434 | -38.6366 | -72.472 | -72 | -28 | -19.362 | -38 | -38 | -11.606 | 38°38 ' 11,606 "S | 72°28 ' 19,362 " |  |  | NO SE ENCUENTRA
442 | S/E PITRUFQUEN | CGE TRANSMISIÓN S.A. | PITRUFQUÉN | 703645.727 | 5682373.2914 | 18H | 18 | H | S | -75 | -4317626.7086 | -0.67848 | 6384008.2923 | 0.031899 | -0.97723 | -0.5923 | -1.1671 | -1.0234 | -1.8253 | 0.0050546 | 4.2582e-05 | 1.6741e-07 | -4302815.4555 | -0.0023201 | 2.0783e-06 | 0.031899 | -0.6808 | 0.031905 | 0.041035 | -0.68039 | -0.6804 | -38.984 | -72.6489 | -72 | -38 | -55.962 | -38 | -59 | -2.28 | 38°59 ' 2,28 "S | 72°38 ' 55,962 " |  |  | NO SE ENCUENTRA
443 | S/E VILLARRICA | CGE TRANSMISIÓN S.A. | VILLARICA | 738527.3488 | 5646108.4547 | 18H | 18 | H | S | -75 | -4353891.5453 | -0.68418 | 6384127.7555 | 0.037363 | -0.97958 | -0.58826 | -1.174 | -1.0275 | -1.8303 | 0.0050546 | 4.2582e-05 | 1.6741e-07 | -4339049.3137 | -0.0023249 | 2.8249e-06 | 0.037363 | -0.68651 | 0.037371 | 0.048279 | -0.68593 | -0.68594 | -39.3016 | -72.2338 | -72 | -14 | -1.728 | -39 | -18 | -5.649 | 39°18 ' 5,649 "S | 72°14 ' 1,728 " |  |  | NO SE ENCUENTRA
e154 | S/E MAULE | CGE TRANSMISIÓN S.A. | SAN CLEMENTE | 270512.44 | 6068567.04 | 19H | 19 | H | S | -69 | -3931432.96 | -0.6178 | 6382757.8862 | -0.035954 | -0.94434 | -0.6275 | -1.09 | -0.97435 | -1.7629 | 0.0050546 | 4.2582e-05 | 1.6741e-07 | -3917076.4379 | -0.0022493 | 2.8946e-06 | -0.035954 | -0.62004 | -0.035962 | -0.044159 | -0.61958 | -0.61959 | -35.5 | -71.5301 | -71 | -31 | -48.374 | -35 | -29 | -59.871 | 35°29 ' 59,871 "S | 71°31 ' 48,374 " | -35.5 | -71.5293 | si | Maul154/Maule120
449 | S/E CHACAHUIN | CGE TRANSMISIÓN S.A. | LINARES | 262828.47 | 6030447.65 | 19H | 19 | H | S | -69 | -3969552.35 | -0.62379 | 6382879.2647 | -0.037157 | -0.94822 | -0.6247 | -1.0979 | -0.97959 | -1.7698 | 0.0050546 | 4.2582e-05 | 1.6741e-07 | -3955140.9068 | -0.0022578 | 3.0652e-06 | -0.037157 | -0.62604 | -0.037166 | -0.045832 | -0.62554 | -0.62555 | -35.8415 | -71.626 | -71 | -37 | -33.496 | -35 | -50 | -29.397 | 35°50 ' 29,397 "S | 71°37 ' 33,496 " | -35.845 | -71.6281 | si
460 | S/E EL MANZANO (CGE) | CGE TRANSMISIÓN S.A. | LAS CABRAS | 278735.6 | 6210618.55 | 19H | 19 | H | S | -69 | -3789381.45 | -0.59547 | 6382310.2208 | -0.034668 | -0.92872 | -0.63654 | -1.0598 | -0.95401 | -1.7354 | 0.0050546 | 4.2582e-05 | 1.6741e-07 | -3775248.598 | -0.0022144 | 2.7759e-06 | -0.034668 | -0.59769 | -0.034675 | -0.041923 | -0.59728 | -0.59729 | -34.222 | -71.402 | -71 | -24 | -7.185 | -34 | -13 | -19.226 | 34°13 ' 19,226 "S | 71°24 ' 7,185 " |  |  | NO SE ENCUENTRA
461 | S/E PIRQUE | CGE TRANSMISIÓN S.A. | PIRQUE | 350539.07 | 6275472.58 | 19H | 19 | H | S | -69 | -3724527.42 | -0.58528 | 6382108.4455 | -0.023419 | -0.92097 | -0.63991 | -1.0458 | -0.9443 | -1.722 | 0.0050546 | 4.2582e-05 | 1.6741e-07 | -3710506.5531 | -0.0021969 | 1.2841e-06 | -0.023419 | -0.58748 | -0.023421 | -0.028131 | -0.5873 | -0.58731 | -33.6501 | -70.6118 | -70 | -36 | -42.462 | -33 | -39 | -0.408 | 33°39 ' 0,408 "S | 70°36 ' 42,462 " |  |  | NO SE ENCUENTRA
462 | S/E POLPAICO (CEMENTO POLPAICO) | CEMENTO POLPAICO S.A. | CORONEL | 662484.03 | 5906061.85 | 18 H | 18 | H | S | -75 | -4093938.15 | -0.64333 | 6383278.6816 | 0.025455 | -0.95991 | -0.6145 | -1.1233 | -0.99609 | -1.7913 | 0.0050546 | 4.2582e-05 | 1.6741e-07 | -4079362.6766 | -0.0022834 | 1.3977e-06 | 0.025455 | -0.64562 | 0.025457 | 0.031862 | -0.64537 | -0.64538 | -36.9775 | -73.1745 | -73 | -10 | -28.087 | -36 | -58 | -39.146 | 36°58 ' 39,146 "S | 73°10 ' 28,087 " | -33.1963 | -70.861 | no coincide | Polpaico220/Polpaico500
463 | S/E SAN PEDRO (CGE) | CGE TRANSMISIÓN S.A. | SAN PEDRO DE LA PAZ | 670101.6792 | 5921133.588 | 18H | 18 | H | S | -75 | -4078866.412 | -0.64096 | 6383230.0241 | 0.026648 | -0.95857 | -0.61582 | -1.1202 | -0.99414 | -1.7888 | 0.0050546 | 4.2582e-05 | 1.6741e-07 | -4064309.5705 | -0.0022805 | 1.5373e-06 | 0.026648 | -0.64324 | 0.026651 | 0.033295 | -0.64298 | -0.64299 | -36.8404 | -73.0923 | -73 | -5 | -32.319 | -36 | -50 | -25.456 | 36°50 ' 25,456 "S | 73°5 ' 32,319 " |  |  | NO SE ENCUENTRA
469 | S/E CURICO | CGE TRANSMISIÓN S.A. | CURICÓ | 296485.01 | 6125607.35 | 19H | 19 | H | S | -69 | -3874392.65 | -0.60883 | 6382577.2227 | -0.031886 | -0.93829 | -0.6314 | -1.078 | -0.96633 | -1.7522 | 0.0050546 | 4.2582e-05 | 1.6741e-07 | -3860122.354 | -0.0022358 | 2.3055e-06 | -0.031886 | -0.61107 | -0.031891 | -0.038918 | -0.61071 | -0.61072 | -34.9917 | -71.2298 | -71 | -13 | -47.427 | -34 | -59 | -30.067 | 34°59 ' 30,067 "S | 71°13 ' 47,427 " |  |  | NO SE ENCUENTRA
470 | S/E TENO | CGE TRANSMISIÓN S.A. | TENO | 304270.93 | 6139510.73 | 19H | 19 | H | S | -69 | -3860489.27 | -0.60665 | 6382533.367 | -0.030666 | -0.93677 | -0.63229 | -1.075 | -0.96435 | -1.7495 | 0.0050546 | 4.2582e-05 | 1.6741e-07 | -3846240.7232 | -0.0022324 | 2.139e-06 | -0.030666 | -0.60888 | -0.030671 | -0.037373 | -0.60855 | -0.60856 | -34.8679 | -71.1413 | -71 | -8 | -28.781 | -34 | -52 | -4.567 | 34°52 ' 4,567 "S | 71°8 ' 28,781 " | -34.868 | -71.1412 | si | Teno154
471 | S/E COCHARCAS (CGE) | CGE TRANSMISIÓN S.A. | SAN CARLOS | 764344.36 | 5954257.36 | 18H | 18 | H | S | -75 | -4045742.64 | -0.63576 | 6383123.3335 | 0.041413 | -0.95555 | -0.61864 | -1.1135 | -0.98981 | -1.7832 | 0.0050546 | 4.2582e-05 | 1.6741e-07 | -4031227.9544 | -0.0022739 | 3.7416e-06 | 0.041413 | -0.63803 | 0.041425 | 0.051525 | -0.6374 | -0.6374 | -36.5206 | -72.0479 | -72 | -2 | -52.29 | -36 | -31 | -13.988 | 36°31 ' 13,988 "S | 72°2 ' 52,29 " |  |  | NO SE ENCUENTRA
472 | S/E LONCOCHE | CGE TRANSMISIÓN S.A. | LONCOCHE | 706418.77 | 5639278.64 | 18H | 18 | H | S | -75 | -4360721.36 | -0.68525 | 6384150.2868 | 0.032333 | -0.98001 | -0.58749 | -1.1753 | -1.0283 | -1.8313 | 0.0050546 | 4.2582e-05 | 1.6741e-07 | -4345873.5218 | -0.0023257 | 2.1118e-06 | 0.032333 | -0.68758 | 0.032339 | 0.041823 | -0.68715 | -0.68716 | -39.3713 | -72.6037 | -72 | -36 | -13.489 | -39 | -22 | -16.709 | 39°22 ' 16,709 "S | 72°36 ' 13,489 " |  |  | NO SE ENCUENTRA
473 | S/E PARRAL | CGE TRANSMISIÓN S.A. | PARRAL | 247563.28 | 5997663.07 | 19H | 19 | H | S | -69 | -4002336.93 | -0.62894 | 6382984.0529 | -0.039548 | -0.95144 | -0.62216 | -1.1047 | -0.98403 | -1.7757 | 0.0050546 | 4.2582e-05 | 1.6741e-07 | -3987879.9921 | -0.0022649 | 3.4465e-06 | -0.039548 | -0.6312 | -0.039559 | -0.048961 | -0.63063 | -0.63064 | -36.1329 | -71.8053 | -71 | -48 | -18.907 | -36 | -7 | -58.509 | 36°7 ' 58,509 "S | 71°48 ' 18,907 " | -36.1323 | -71.8043 | si | Parral154
474 | S/E PULLINQUE | CGE TRANSMISIÓN S.A. | PANGUIPULLI | 738864.97 | 5613454.45 | 18H | 18 | H | S | -75 | -4386545.55 | -0.68931 | 6384235.5696 | 0.037415 | -0.98159 | -0.58453 | -1.1801 | -1.0312 | -1.8347 | 0.0050546 | 4.2582e-05 | 1.6741e-07 | -4371677.1666 | -0.0023289 | 2.8091e-06 | 0.037415 | -0.69164 | 0.037424 | 0.048551 | -0.69106 | -0.69107 | -39.5954 | -72.2182 | -72 | -13 | -5.607 | -39 | -35 | -43.311 | 39°35 ' 43,311 "S | 72°13 ' 5,607 " |  |  | NO SE ENCUENTRA
475 | S/E QUEREO | CGE TRANSMISIÓN S.A. | LOS VILOS | 265859.29 | 6463593.2 | 19J | 19 | J | S | -69 | -3536406.8 | -0.55572 | 6381533.3644 | -0.03669 | -0.89634 | -0.64687 | -1.0039 | -0.91464 | -1.68 | 0.0050546 | 4.2582e-05 | 1.6741e-07 | -3522745.1547 | -0.0021408 | 3.2738e-06 | -0.03669 | -0.55786 | -0.036699 | -0.04323 | -0.55744 | -0.55745 | -31.9395 | -71.4769 | -71 | -28 | -36.779 | -31 | -56 | -22.157 | 31°56 ' 22,157 "S | 71°28 ' 36,779 " | -31.938 | -71.4785 | si | LVilos220
476 | S/E VILLA ALEGRE | CGE TRANSMISIÓN S.A. | VILLA ALEGRE | 256806.84 | 6046533.89 | 19H | 19 | H | S | -69 | -3953466.11 | -0.62126 | 6382827.982 | -0.038101 | -0.9466 | -0.6259 | -1.0946 | -0.97739 | -1.7669 | 0.0050546 | 4.2582e-05 | 1.6741e-07 | -3939077.5784 | -0.0022543 | 3.2345e-06 | -0.038101 | -0.62351 | -0.03811 | -0.046909 | -0.62299 | -0.623 | -35.6951 | -71.6877 | -71 | -41 | -15.703 | -35 | -41 | -42.527 | 35°41 ' 42,527 "S | 71°41 ' 15,703 " |  |  | NO SE ENCUENTRA
477 | S/E TENO EMPALME | CGE TRANSMISIÓN S.A. | TENO | 301974.3 | 6141046.51 | 19H | 19 | H | S | -69 | -3858953.49 | -0.60641 | 6382528.5271 | -0.031026 | -0.9366 | -0.63239 | -1.0747 | -0.96413 | -1.7492 | 0.0050546 | 4.2582e-05 | 1.6741e-07 | -3844707.3632 | -0.0022321 | 2.1902e-06 | -0.031026 | -0.60864 | -0.031031 | -0.037805 | -0.6083 | -0.60831 | -34.8537 | -71.1661 | -71 | -9 | -57.87 | -34 | -51 | -13.144 | 34°51 ' 13,144 "S | 71°9 ' 57,87 " | -34.868 | -71.1412 | no coincide | Teno154
478 | S/E ISLA DE MAIPO | CGE TRANSMISIÓN S.A. | TALAGANTE | 321388.8 | 6268306.21 | 19H | 19 | H | S | -69 | -3731693.79 | -0.58641 | 6382130.6571 | -0.027986 | -0.92185 | -0.63956 | -1.0473 | -0.94539 | -1.7235 | 0.0050546 | 4.2582e-05 | 1.6741e-07 | -3717660.2473 | -0.0021989 | 1.8311e-06 | -0.027986 | -0.58861 | -0.02799 | -0.03364 | -0.58835 | -0.58835 | -33.7102 | -70.9275 | -70 | -55 | -38.827 | -33 | -42 | -36.778 | 33°42 ' 36,778 "S | 70°55 ' 38,827 " |  |  | NO SE ENCUENTRA
479 | S/E MARGA MARGA | CGE TRANSMISIÓN S.A. | VIÑA DEL MAR | 262159.73 | 6343123.96 | 19H | 19 | H | S | -69 | -3656876.04 | -0.57465 | 6381899.8347 | -0.037268 | -0.91248 | -0.6429 | -1.0309 | -0.93389 | -1.7075 | 0.0050546 | 4.2582e-05 | 1.6741e-07 | -3642978.5026 | -0.0021776 | 3.2975e-06 | -0.037268 | -0.57683 | -0.037277 | -0.044443 | -0.57638 | -0.57638 | -33.0244 | -71.5464 | -71 | -32 | -47.029 | -33 | -1 | -27.924 | 33°1 ' 27,924 "S | 71°32 ' 47,029 " |  |  | NO SE ENCUENTRA
484 | S/E CORONEL | CGE TRANSMISIÓN S.A. | CORONEL | 664418 | 5902553 | 18H | 18 | H | S | -75 | -4097447 | -0.64388 | 6383290.0194 | 0.025758 | -0.96021 | -0.61418 | -1.124 | -0.99654 | -1.7918 | 0.0050546 | 4.2582e-05 | 1.6741e-07 | -4082867.2384 | -0.0022841 | 1.43e-06 | 0.025758 | -0.64617 | 0.02576 | 0.032254 | -0.64592 | -0.64593 | -37.0088 | -73.152 | -73 | -9 | -7.148 | -37 | 0 | -31.746 | 37°0 ' 31,746 "S | 73°9 ' 7,148 " | -37.0088 | -73.152 | si | Coronel154
486 | S/E PUCON | CGE TRANSMISIÓN S.A. | PUCÓN | 243488.2161 | 5647096.6193 | 19H | 19 | H | S | -69 | -4352903.3807 | -0.68403 | 6384124.4965 | -0.04018 | -0.97952 | -0.58838 | -1.1738 | -1.0274 | -1.8302 | 0.0050546 | 4.2582e-05 | 1.6741e-07 | -4338061.9662 | -0.0023247 | 3.2678e-06 | -0.04018 | -0.68635 | -0.04019 | -0.051908 | -0.68569 | -0.6857 | -39.2875 | -71.9741 | -71 | -58 | -26.834 | -39 | -17 | -15.133 | 39°17 ' 15,133 "S | 71°58 ' 26,834 " |  |  | NO SE ENCUENTRA
487 | S/E MARBELLA | CGE TRANSMISIÓN S.A. | PUCHUNCAVÍ | 272538.08 | 6384351.9 | 19H | 19 | H | S | -69 | -3615648.1 | -0.56817 | 6381773.6783 | -0.035642 | -0.9071 | -0.64446 | -1.0217 | -0.92741 | -1.6983 | 0.0050546 | 4.2582e-05 | 1.6741e-07 | -3601828.9578 | -0.0021654 | 3.0414e-06 | -0.035642 | -0.57034 | -0.03565 | -0.042328 | -0.56993 | -0.56994 | -32.6551 | -71.4252 | -71 | -25 | -30.867 | -32 | -39 | -18.271 | 32°39 ' 18,271 "S | 71°25 ' 30,867 " |  |  | NO SE ENCUENTRA
488 | S/E ROSARIO | CGE TRANSMISIÓN S.A. | RENGO | 332105.55 | 6197773.23 | 19H | 19 | H | S | -69 | -3802226.77 | -0.59749 | 6382350.386 | -0.026306 | -0.93021 | -0.63581 | -1.0626 | -0.9559 | -1.738 | 0.0050546 | 4.2582e-05 | 1.6741e-07 | -3788072.4677 | -0.0022177 | 1.5939e-06 | -0.026306 | -0.59971 | -0.026309 | -0.03186 | -0.59947 | -0.59948 | -34.3478 | -70.8254 | -70 | -49 | -31.533 | -34 | -20 | -51.983 | 34°20 ' 51,983 "S | 70°49 ' 31,533 " |  |  | NO SE ENCUENTRA
489 | S/E MACHALI | CGE TRANSMISIÓN S.A. | MACHALÍ | 345560.97 | 6215061.4 | 19H | 19 | H | S | -69 | -3784938.6 | -0.59477 | 6382296.3439 | -0.024198 | -0.9282 | -0.63678 | -1.0589 | -0.95335 | -1.7345 | 0.0050546 | 4.2582e-05 | 1.6741e-07 | -3770813.2234 | -0.0022132 | 1.3537e-06 | -0.024198 | -0.59699 | -0.0242 | -0.029253 | -0.59679 | -0.5968 | -34.194 | -70.6761 | -70 | -40 | -33.938 | -34 | -11 | -38.472 | 34°11 ' 38,472 "S | 70°40 ' 33,938 " |  |  | NO SE ENCUENTRA
491 | S/E SAN JUAN | CGE TRANSMISIÓN S.A. | COQUIMBO | 275395.68 | 6681127.36 | 19J | 19 | J | S | -69 | -3318872.64 | -0.52154 | 6380889.3511 | -0.0352 | -0.86396 | -0.64951 | -0.95351 | -0.87751 | -1.6253 | 0.0050546 | 4.2582e-05 | 1.6741e-07 | -3305688.6585 | -0.0020662 | 3.1388e-06 | -0.035199 | -0.5236 | -0.035207 | -0.040631 | -0.52324 | -0.52325 | -29.9802 | -71.328 | -71 | -19 | -40.74 | -29 | -58 | -48.733 | 29°58 ' 48,733 "S | 71°19 ' 40,74 " |  |  | NO SE ENCUENTRA
492 | S/E LAS ENCINAS | CGE TRANSMISIÓN S.A. | TEMUCO | 706444.7775 | 5708451.3564 | 18H | 18 | H | S | -75 | -4291548.6436 | -0.67438 | 6383922.5719 | 0.032338 | -0.97545 | -0.59513 | -1.1621 | -1.0204 | -1.8216 | 0.0050546 | 4.2582e-05 | 1.6741e-07 | -4276760.9233 | -0.0023164 | 2.15e-06 | 0.032338 | -0.6767 | 0.032344 | 0.041462 | -0.67628 | -0.67629 | -38.7485 | -72.6244 | -72 | -37 | -27.912 | -38 | -44 | -54.636 | 38°44 ' 54,636 "S | 72°37 ' 27,912 " |  |  | NO SE ENCUENTRA
493 | S/E MALLOA NUEVA | CGE TRANSMISIÓN S.A. | MALLOA | 320071.97 | 6185227.73 | 19H | 19 | H | S | -69 | -3814772.27 | -0.59946 | 6382389.6763 | -0.028191 | -0.93165 | -0.63509 | -1.0653 | -0.95774 | -1.7405 | 0.0050546 | 4.2582e-05 | 1.6741e-07 | -3800597.2519 | -0.002221 | 1.8256e-06 | -0.028191 | -0.60168 | -0.028195 | -0.034188 | -0.60141 | -0.60142 | -34.4588 | -70.9588 | -70 | -57 | -31.788 | -34 | -27 | -31.774 | 34°27 ' 31,774 "S | 70°57 ' 31,788 " |  |  | NO SE ENCUENTRA
494 | S/E NEWEN | CGE TRANSMISIÓN S.A. | HUALPÉN | 668434.3634 | 5928332.3484 | 18H | 18 | H | S | -75 | -4071667.6516 | -0.63983 | 6383206.8082 | 0.026387 | -0.95792 | -0.61644 | -1.1188 | -0.9932 | -1.7876 | 0.0050546 | 4.2582e-05 | 1.6741e-07 | -4057119.8307 | -0.0022791 | 1.5099e-06 | 0.026387 | -0.64211 | 0.02639 | 0.032941 | -0.64185 | -0.64186 | -36.7758 | -73.1126 | -73 | -6 | -45.338 | -36 | -46 | -33.036 | 36°46 ' 33,036 "S | 73°6 ' 45,338 " | -36.788 | -73.121 | si | Hualpen154/Hualpen220
496 | S/E QUINTA DE TILCOCO | CGE TRANSMISIÓN S.A. | QUINTA DE TILCOCO | 318809.06 | 6195744.36 | 19H | 19 | H | S | -69 | -3804255.64 | -0.59781 | 6382356.7359 | -0.028389 | -0.93044 | -0.6357 | -1.063 | -0.9562 | -1.7384 | 0.0050546 | 4.2582e-05 | 1.6741e-07 | -3790097.9719 | -0.0022183 | 1.8555e-06 | -0.028389 | -0.60003 | -0.028393 | -0.034389 | -0.59975 | -0.59976 | -34.3638 | -70.9703 | -70 | -58 | -13.249 | -34 | -21 | -49.749 | 34°21 ' 49,749 "S | 70°58 ' 13,249 " | -34.3327 | -70.9115 | si | Tilcoco154
498 | S/E EL MANCO | CGE TRANSMISIÓN S.A. | CORONEL | 666133.48 | 5899036.26 | 18H | 18 | H | S | -75 | -4100963.74 | -0.64444 | 6383301.3864 | 0.026026 | -0.96052 | -0.61387 | -1.1247 | -0.99699 | -1.7924 | 0.0050546 | 4.2582e-05 | 1.6741e-07 | -4086379.6992 | -0.0022847 | 1.4588e-06 | 0.026026 | -0.64672 | 0.026029 | 0.032604 | -0.64646 | -0.64647 | -37.0402 | -73.1319 | -73 | -7 | -54.974 | -37 | -2 | -24.724 | 37°2 ' 24,724 "S | 73°7 ' 54,974 " |  |  | NO SE ENCUENTRA
499 | S/E ALHUE | CGE TRANSMISIÓN S.A. | ALHUÉ | 310302.27 | 6231331.51 | 19H | 19 | H | S | -69 | -3768668.49 | -0.59222 | 6382245.5929 | -0.029723 | -0.92629 | -0.63766 | -1.0554 | -0.95094 | -1.7312 | 0.0050546 | 4.2582e-05 | 1.6741e-07 | -3754570.7358 | -0.0022089 | 2.0494e-06 | -0.029723 | -0.59443 | -0.029727 | -0.035867 | -0.59413 | -0.59414 | -34.0416 | -71.055 | -71 | -3 | -18.003 | -34 | -2 | -29.602 | 34°2 ' 29,602 "S | 71°3 ' 18,003 " |  |  | NO SE ENCUENTRA
500 | S/E ZONA DE CAIDA | PALMUCHO S.A. | ALTO BÍO BÍO | 279307.33 | 5791299.51 | 19H | 19 | H | S | -69 | -4208700.49 | -0.66137 | 6383651.3463 | -0.034572 | -0.96939 | -0.6037 | -1.1461 | -1.0105 | -1.8094 | 0.0050546 | 4.2582e-05 | 1.6741e-07 | -4193994.4785 | -0.0023037 | 2.5082e-06 | -0.034572 | -0.66367 | -0.034578 | -0.043868 | -0.6632 | -0.66321 | -37.9991 | -71.5134 | -71 | -30 | -48.362 | -37 | -59 | -56.894 | 37°59 ' 56,894 "S | 71°30 ' 48,362 " |  |  | NO SE ENCUENTRA
502 | S/E CORRAL | SISTEMA DE TRANSMISIÓN DEL SUR S.A. | CORRAL | 635249.48 | 5582488.93 | 18H | 18 | H | S | -75 | -4417511.07 | -0.69418 | 6384338.0131 | 0.021185 | -0.9834 | -0.58091 | -1.1859 | -1.0346 | -1.8388 | 0.0050546 | 4.2582e-05 | 1.6741e-07 | -4402619.4157 | -0.0023325 | 8.9334e-07 | 0.021185 | -0.69651 | 0.021186 | 0.027612 | -0.69632 | -0.69633 | -39.8969 | -73.4179 | -73 | -25 | -4.612 | -39 | -53 | -48.808 | 39°53 ' 48,808 "S | 73°25 ' 4,612 " |  |  | NO SE ENCUENTRA
503 | S/E ANCUD | SISTEMA DE TRANSMISIÓN DEL SUR S.A. | ANCUD | 599733.78 | 5362751.16 | 18G | 18 | G | S | -75 | -4637248.84 | -0.72871 | 6385069.837 | 0.01562 | -0.99358 | -0.55299 | -1.2255 | -1.0574 | -1.8649 | 0.0050546 | 4.2582e-05 | 1.6741e-07 | -4622235.0278 | -0.0023514 | 4.5758e-07 | 0.01562 | -0.73106 | 0.01562 | 0.020979 | -0.73095 | -0.73096 | -41.8809 | -73.798 | -73 | -47 | -52.768 | -41 | -52 | -51.161 | 41°52 ' 51,161 "S | 73°47 ' 52,768 " |  |  | NO SE ENCUENTRA
504 | S/E CHOLGUAN (STS) | SISTEMA DE TRANSMISIÓN DEL SUR S.A. | YUNGAY | 759808.57 | 5882836.12 | 18H | 18 | H | S | -75 | -4117163.88 | -0.64698 | 6383353.7971 | 0.040701 | -0.96193 | -0.61242 | -1.1279 | -0.99906 | -1.7951 | 0.0050546 | 4.2582e-05 | 1.6741e-07 | -4102560.3694 | -0.0022877 | 3.5539e-06 | 0.040701 | -0.64927 | 0.040712 | 0.051068 | -0.64864 | -0.64865 | -37.1648 | -72.074 | -72 | -4 | -26.531 | -37 | -9 | -53.276 | 37°9 ' 53,276 "S | 72°4 ' 26,531 " | -37.165 | -72.0732 | si | Cholguan066/Cholguan220
505 | S/E CHONCHI | SISTEMA DE TRANSMISIÓN DEL SUR S.A. | CHONCHI | 597935 | 5279915 | 18G | 18 | G | S | -75 | -4720085 | -0.74173 | 6385347.473 | 0.015337 | -0.99619 | -0.54154 | -1.2398 | -1.0653 | -1.8735 | 0.0050546 | 4.2582e-05 | 1.6741e-07 | -4705044.7955 | -0.0023554 | 4.3092e-07 | 0.015337 | -0.74408 | 0.015338 | 0.020845 | -0.74397 | -0.74398 | -42.627 | -73.8057 | -73 | -48 | -20.424 | -42 | -37 | -37.154 | 42°37 ' 37,154 "S | 73°48 ' 20,424 " | -42.627 | -73.8057 | si | Chonchi110
506 | S/E COLACO | SISTEMA DE TRANSMISIÓN DEL SUR S.A. | CALBUCO | 634073.53 | 5377912.84 | 18G | 18 | G | S | -75 | -4622087.16 | -0.72633 | 6385019.108 | 0.020998 | -0.99303 | -0.55504 | -1.2228 | -1.0559 | -1.8632 | 0.0050546 | 4.2582e-05 | 1.6741e-07 | -4607079.3472 | -0.0023505 | 8.3046e-07 | 0.020998 | -0.72868 | 0.021 | 0.02814 | -0.72848 | -0.72849 | -41.7393 | -73.3877 | -73 | -23 | -15.677 | -41 | -44 | -21.463 | 41°44 ' 21,463 "S | 73°23 ' 15,677 " |  |  | NO SE ENCUENTRA
507 | S/E LOS NEGROS | SISTEMA DE TRANSMISIÓN DEL SUR S.A. | PUYEHUE | 678213.5 | 5503750.19 | 18G | 18 | G | S | -75 | -4496249.81 | -0.70655 | 6384599.3343 | 0.027913 | -0.98759 | -0.57134 | -1.2003 | -1.0431 | -1.8487 | 0.0050546 | 4.2582e-05 | 1.6741e-07 | -4481305.7045 | -0.0023406 | 1.5189e-06 | 0.027913 | -0.70889 | 0.027917 | 0.03676 | -0.70856 | -0.70857 | -40.5979 | -72.8938 | -72 | -53 | -37.662 | -40 | -35 | -52.311 | 40°35 ' 52,311 "S | 72°53 ' 37,662 " |  |  | NO SE ENCUENTRA
508 | S/E EL EMPALME | SISTEMA DE TRANSMISIÓN DEL SUR S.A. | MAULÍN | 648171.35 | 5394846.32 | 18G | 18 | G | S | -75 | -4605153.68 | -0.72367 | 6384962.4862 | 0.023206 | -0.99239 | -0.5573 | -1.2199 | -1.0542 | -1.8614 | 0.0050546 | 4.2582e-05 | 1.6741e-07 | -4590152.9945 | -0.0023494 | 1.0191e-06 | 0.023206 | -0.72601 | 0.023208 | 0.031024 | -0.72578 | -0.72578 | -41.5843 | -73.2224 | -73 | -13 | -20.739 | -41 | -35 | -3.632 | 41°35 ' 3,632 "S | 73°13 ' 20,739 " |  |  | NO SE ENCUENTRA
509 | S/E BARRO BLANCO | SISTEMA DE TRANSMISIÓN DEL SUR S.A. | OSORNO | 661814.65 | 5506280.41 | 18G | 18 | G | S | -75 | -4493719.59 | -0.70615 | 6384590.9195 | 0.025345 | -0.98747 | -0.57166 | -1.1999 | -1.0428 | -1.8484 | 0.0050546 | 4.2582e-05 | 1.6741e-07 | -4478777.0197 | -0.0023404 | 1.2531e-06 | 0.025345 | -0.70849 | 0.025347 | 0.033368 | -0.70822 | -0.70823 | -40.5785 | -73.0881 | -73 | -5 | -17.322 | -40 | -34 | -42.432 | 40°34 ' 42,432 "S | 73°5 ' 17,322 " |  |  | NO SE ENCUENTRA
510 | S/E FRUTILLAR | SISTEMA DE TRANSMISIÓN DEL SUR S.A. | FRUTILLAR | 663652.56 | 5445122.84 | 18G | 18 | G | S | -75 | -4554877.16 | -0.71576 | 6384794.608 | 0.025632 | -0.99032 | -0.5639 | -1.2109 | -1.0492 | -1.8556 | 0.0050546 | 4.2582e-05 | 1.6741e-07 | -4539900.287 | -0.0023457 | 1.2606e-06 | 0.025632 | -0.71811 | 0.025634 | 0.034028 | -0.71782 | -0.71783 | -41.1287 | -73.0504 | -73 | -3 | -1.3 | -41 | -7 | -43.36 | 41°7 ' 43,36 "S | 73°3 ' 1,3 " | -41.0699 | -73.0961 | no coincide | FrutillarNorte220
511 | S/E AIHUAPI | SISTEMA DE TRANSMISIÓN DEL SUR S.A. | PUYEHUE | 700721.18 | 5491614.26 | 18G | 18 | G | S | -75 | -4508385.74 | -0.70846 | 6384639.71 | 0.031438 | -0.98818 | -0.56982 | -1.2026 | -1.0444 | -1.8501 | 0.0050546 | 4.2582e-05 | 1.6741e-07 | -4493434.4105 | -0.0023418 | 1.9205e-06 | 0.031438 | -0.7108 | 0.031443 | 0.041467 | -0.71038 | -0.71038 | -40.7019 | -72.6241 | -72 | -37 | -26.835 | -40 | -42 | -7.003 | 40°42 ' 7,003 "S | 72°37 ' 26,835 " |  |  | NO SE ENCUENTRA
512 | S/E LA UNION | SISTEMA DE TRANSMISIÓN DEL SUR S.A. | LA UNIÓN | 664170 | 5537763 | 18G | 18 | G | S | -75 | -4462237 | -0.70121 | 6384486.3115 | 0.025714 | -0.98586 | -0.57554 | -1.1941 | -1.0395 | -1.8445 | 0.0050546 | 4.2582e-05 | 1.6741e-07 | -4447314.3664 | -0.0023373 | 1.3007e-06 | 0.025714 | -0.70354 | 0.025717 | 0.033712 | -0.70326 | -0.70327 | -40.2945 | -73.0685 | -73 | -4 | -6.468 | -40 | -17 | -40.277 | 40°17 ' 40,277 "S | 73°4 ' 6,468 " |  |  | NO SE ENCUENTRA
513 | S/E MELIPULLI | SISTEMA DE TRANSMISIÓN DEL SUR S.A. | PUERTO MONTT | 670891.05 | 5409212.91 | 18G | 18 | G | S | -75 | -4590787.09 | -0.72141 | 6384914.4779 | 0.026765 | -0.99182 | -0.5592 | -1.2173 | -1.0528 | -1.8597 | 0.0050546 | 4.2582e-05 | 1.6741e-07 | -4575792.8044 | -0.0023484 | 1.361e-06 | 0.026765 | -0.72376 | 0.026768 | 0.035708 | -0.72344 | -0.72345 | -41.4505 | -72.9541 | -72 | -57 | -14.76 | -41 | -27 | -1.739 | 41°27 ' 1,739 "S | 72°57 ' 14,76 " |  |  | NO SE ENCUENTRA
514 | S/E LOS LAGOS | SISTEMA DE TRANSMISIÓN DEL SUR S.A. | LOS LAGOS | 687540.18 | 5584479.24 | 18H | 18 | H | S | -75 | -4415520.76 | -0.69387 | 6384331.4228 | 0.029375 | -0.98329 | -0.58115 | -1.1855 | -1.0344 | -1.8385 | 0.0050546 | 4.2582e-05 | 1.6741e-07 | -4400630.5566 | -0.0023323 | 1.7185e-06 | 0.029375 | -0.6962 | 0.029379 | 0.038271 | -0.69584 | -0.69585 | -39.869 | -72.8072 | -72 | -48 | -26.003 | -39 | -52 | -8.465 | 39°52 ' 8,465 "S | 72°48 ' 26,003 " |  |  | NO SE ENCUENTRA
515 | S/E PID PID | SISTEMA DE TRANSMISIÓN DEL SUR S.A. | CASTRO | 600893.92 | 5303358.3 | 18G | 18 | G | S | -75 | -4696641.7 | -0.73804 | 6385268.8237 | 0.015801 | -0.99552 | -0.54483 | -1.2358 | -1.0631 | -1.8712 | 0.0050546 | 4.2582e-05 | 1.6741e-07 | -4681607.8686 | -0.0023545 | 4.6045e-07 | 0.015801 | -0.7404 | 0.015802 | 0.021402 | -0.74028 | -0.74029 | -42.4155 | -73.7737 | -73 | -46 | -25.435 | -42 | -24 | -55.898 | 42°24 ' 55,898 "S | 73°46 ' 25,435 " | -42.4154 | -73.7733 | si | Pid-Pid110
516 | S/E OSORNO | SISTEMA DE TRANSMISIÓN DEL SUR S.A. | OSORNO | 659533.14 | 5507154.43 | 18G | 18 | G | S | -75 | -4492845.57 | -0.70602 | 6384588.013 | 0.024987 | -0.98742 | -0.57177 | -1.1997 | -1.0427 | -1.8483 | 0.0050546 | 4.2582e-05 | 1.6741e-07 | -4477903.5323 | -0.0023403 | 1.2183e-06 | 0.024987 | -0.70836 | 0.02499 | 0.032894 | -0.70809 | -0.7081 | -40.571 | -73.1153 | -73 | -6 | -55.11 | -40 | -34 | -15.696 | 40°34 ' 15,696 "S | 73°6 ' 55,11 " |  |  | NO SE ENCUENTRA
517 | S/E PANGUIPULLI | SISTEMA DE TRANSMISIÓN DEL SUR S.A. | PANGUIPULLI | 729854.27 | 5610148.12 | 18H | 18 | H | S | -75 | -4389851.88 | -0.68983 | 6384246.4987 | 0.036003 | -0.98179 | -0.58415 | -1.1807 | -1.0316 | -1.8352 | 0.0050546 | 4.2582e-05 | 1.6741e-07 | -4374980.9408 | -0.0023293 | 2.5989e-06 | 0.036003 | -0.69216 | 0.036011 | 0.046742 | -0.69162 | -0.69163 | -39.6276 | -72.3219 | -72 | -19 | -18.855 | -39 | -37 | -39.314 | 39°37 ' 39,314 "S | 72°19 ' 18,855 " |  |  | NO SE ENCUENTRA
518 | S/E PICARTE | SISTEMA DE TRANSMISIÓN DEL SUR S.A. | VALDIVIA | 652011.14 | 5589528.62 | 18H | 18 | H | S | -75 | -4410471.38 | -0.69307 | 6384314.7067 | 0.02381 | -0.983 | -0.58174 | -1.1846 | -1.0339 | -1.8379 | 0.0050546 | 4.2582e-05 | 1.6741e-07 | -4395584.8853 | -0.0023317 | 1.1306e-06 | 0.02381 | -0.6954 | 0.023812 | 0.031004 | -0.69517 | -0.69518 | -39.8307 | -73.2236 | -73 | -13 | -24.967 | -39 | -49 | -50.355 | 39°49 ' 50,355 "S | 73°13 ' 24,967 " |  |  | NO SE ENCUENTRA
519 | S/E PICHIRROPULLI | SISTEMA DE TRANSMISIÓN DEL SUR S.A. | PAILLACO | 679873.24 | 5552298.78 | 18G | 18 | G | S | -75 | -4447701.22 | -0.69892 | 6384438.0736 | 0.028174 | -0.98508 | -0.5773 | -1.1915 | -1.0379 | -1.8426 | 0.0050546 | 4.2582e-05 | 1.6741e-07 | -4432788.3129 | -0.0023358 | 1.5675e-06 | 0.028174 | -0.70126 | 0.028177 | 0.036863 | -0.70092 | -0.70093 | -40.1604 | -72.8879 | -72 | -53 | -16.411 | -40 | -9 | -37.513 | 40°9 ' 37,513 "S | 72°53 ' 16,411 " | -40.1604 | -72.8875 | si | Pichirropulli220
520 | S/E PUERTO VARAS | SISTEMA DE TRANSMISIÓN DEL SUR S.A. | PUERTO VARAS | 667591.08 | 5424079.83 | 18G | 18 | G | S | -75 | -4575920.17 | -0.71907 | 6384864.8283 | 0.026248 | -0.99121 | -0.56116 | -1.2147 | -1.0513 | -1.8581 | 0.0050546 | 4.2582e-05 | 1.6741e-07 | -4560932.8481 | -0.0023473 | 1.3144e-06 | 0.026248 | -0.72142 | 0.026251 | 0.034947 | -0.72112 | -0.72112 | -41.3173 | -72.9977 | -72 | -59 | -51.702 | -41 | -19 | -2.443 | 41°19 ' 2,443 "S | 72°59 ' 51,702 " |  |  | NO SE ENCUENTRA
521 | S/E PURRANQUE | SISTEMA DE TRANSMISIÓN DEL SUR S.A. | PURRANQUE | 655671.17 | 5469343.96 | 18G | 18 | G | S | -75 | -4530656.04 | -0.71196 | 6384713.866 | 0.024382 | -0.98923 | -0.567 | -1.2066 | -1.0467 | -1.8528 | 0.0050546 | 4.2582e-05 | 1.6741e-07 | -4515692.0527 | -0.0023437 | 1.1482e-06 | 0.024382 | -0.7143 | 0.024384 | 0.032262 | -0.71404 | -0.71405 | -40.9122 | -73.1515 | -73 | -9 | -5.422 | -40 | -54 | -43.942 | 40°54 ' 43,942 "S | 73°9 ' 5,422 " |  |  | NO SE ENCUENTRA
525 | S/E QUELLON | SISTEMA DE TRANSMISIÓN DEL SUR S.A. | QUELLÓN | 612703.6 | 5228063.79 | 18G | 18 | G | S | -75 | -4771936.21 | -0.74987 | 6385521.612 | 0.01765 | -0.99748 | -0.53414 | -1.2486 | -1.07 | -1.8787 | 0.0050546 | 4.2582e-05 | 1.6741e-07 | -4756884.9878 | -0.0023571 | 5.6213e-07 | 0.01765 | -0.75223 | 0.017651 | 0.024169 | -0.75209 | -0.75209 | -43.0918 | -73.6152 | -73 | -36 | -54.799 | -43 | -5 | -30.369 | 43°5 ' 30,369 "S | 73°36 ' 54,799 " |  |  | NO SE ENCUENTRA
526 | S/E CALBUCO | SISTEMA DE TRANSMISIÓN DEL SUR S.A. | CALBUCO | 652709.08 | 5374869.4 | 18G | 18 | G | S | -75 | -4625130.6 | -0.7268 | 6385029.2886 | 0.023917 | -0.99314 | -0.55463 | -1.2234 | -1.0562 | -1.8636 | 0.0050546 | 4.2582e-05 | 1.6741e-07 | -4610121.5539 | -0.0023507 | 1.0764e-06 | 0.023917 | -0.72916 | 0.023919 | 0.032063 | -0.7289 | -0.72891 | -41.7633 | -73.1629 | -73 | -9 | -46.467 | -41 | -45 | -47.992 | 41°45 ' 47,992 "S | 73°9 ' 46,467 " |  |  | NO SE ENCUENTRA
527 | S/E CASTRO | SISTEMA DE TRANSMISIÓN DEL SUR S.A. | CASTRO | 599725 | 5295795.95 | 18G | 18 | G | S | -75 | -4704204.05 | -0.73923 | 6385294.1883 | 0.015618 | -0.99574 | -0.54378 | -1.2371 | -1.0638 | -1.8719 | 0.0050546 | 4.2582e-05 | 1.6741e-07 | -4689168.0681 | -0.0023548 | 4.4887e-07 | 0.015618 | -0.74159 | 0.015619 | 0.021177 | -0.74147 | -0.74148 | -42.4838 | -73.7866 | -73 | -47 | -11.84 | -42 | -29 | -1.569 | 42°29 ' 1,569 "S | 73°47 ' 11,84 " |  |  | NO SE ENCUENTRA
528 | S/E DEGAÑ | SISTEMA DE TRANSMISIÓN DEL SUR S.A. | ANCUD | 606175.35 | 5333349.97 | 18G | 18 | G | S | -75 | -4666650.03 | -0.73333 | 6385168.2903 | 0.016628 | -0.99458 | -0.54898 | -1.2306 | -1.0602 | -1.868 | 0.0050546 | 4.2582e-05 | 1.6741e-07 | -4651625.6139 | -0.002353 | 5.143e-07 | 0.016628 | -0.73568 | 0.016629 | 0.022427 | -0.73556 | -0.73557 | -42.1448 | -73.7151 | -73 | -42 | -54.202 | -42 | -8 | -41.205 | 42°8 ' 41,205 "S | 73°42 ' 54,202 " | -42.145 | -73.7147 | si | Degan220
529 | S/E PUERTO MONTT (STS) | SISTEMA DE TRANSMISIÓN DEL SUR S.A. | PUERTO MONTT | 670933.85 | 5408973.27 | 18G | 18 | G | S | -75 | -4591026.73 | -0.72145 | 6384915.2785 | 0.026772 | -0.99183 | -0.55917 | -1.2174 | -1.0528 | -1.8598 | 0.0050546 | 4.2582e-05 | 1.6741e-07 | -4576032.335 | -0.0023484 | 1.3616e-06 | 0.026772 | -0.72379 | 0.026775 | 0.035718 | -0.72348 | -0.72348 | -41.4526 | -72.9535 | -72 | -57 | -12.672 | -41 | -27 | -9.472 | 41°27 ' 9,472 "S | 72°57 ' 12,672 " |  |  | NO SE ENCUENTRA
530 | S/E VALDIVIA (STS) | SISTEMA DE TRANSMISIÓN DEL SUR S.A. | VALDIVIA | 655214.21 | 5592800.14 | 18H | 18 | H | S | -75 | -4407199.86 | -0.69256 | 6384303.879 | 0.024312 | -0.98281 | -0.58213 | -1.184 | -1.0335 | -1.8374 | 0.0050546 | 4.2582e-05 | 1.6741e-07 | -4392315.7892 | -0.0023314 | 1.1797e-06 | 0.024312 | -0.69489 | 0.024314 | 0.031643 | -0.69464 | -0.69465 | -39.8006 | -73.187 | -73 | -11 | -13.067 | -39 | -48 | -2.207 | 39°48 ' 2,207 "S | 73°11 ' 13,067 " | -39.8013 | -73.1855 | si | Valdivia220
531 | S/E CHILOE | SISTEMA DE TRANSMISIÓN DEL SUR S.A. | ANCUD | 606197.66 | 5333477.7 | 18G | 18 | G | S | -75 | -4666522.3 | -0.73331 | 6385167.8624 | 0.016632 | -0.99458 | -0.549 | -1.2306 | -1.0602 | -1.868 | 0.0050546 | 4.2582e-05 | 1.6741e-07 | -4651497.927 | -0.002353 | 5.1454e-07 | 0.016632 | -0.73566 | 0.016633 | 0.022431 | -0.73554 | -0.73555 | -42.1436 | -73.7148 | -73 | -42 | -53.314 | -42 | -8 | -37.054 | 42°8 ' 37,054 "S | 73°42 ' 53,314 " | -42.1443 | -73.7142 | si | Chiloe110/Chiloe220
560 | S/E ALTO JAHUEL | TRANSELEC S.A. | BUIN | 343008.78 | 6268181.6 | 19H | 19 | H | S | -69 | -3731818.4 | -0.58643 | 6382131.0435 | -0.024599 | -0.92186 | -0.63955 | -1.0474 | -0.94541 | -1.7236 | 0.0050546 | 4.2582e-05 | 1.6741e-07 | -3717784.6375 | -0.0021989 | 1.4146e-06 | -0.024599 | -0.58863 | -0.024601 | -0.02957 | -0.58842 | -0.58843 | -33.7148 | -70.6943 | -70 | -41 | -39.34 | -33 | -42 | -53.134 | 33°42 ' 53,134 "S | 70°41 ' 39,34 " | -33.7148 | -70.6912 | si | AJahuel110/220/500/154
561 | S/E ANCOA | TRANSELEC S.A. | COLBÚN | 284869.9997 | 6048733.0163 | 19H | 19 | H | S | -69 | -3951266.9837 | -0.62091 | 6382820.9782 | -0.033705 | -0.94637 | -0.62606 | -1.0941 | -0.97709 | -1.7665 | 0.0050546 | 4.2582e-05 | 1.6741e-07 | -3936881.6144 | -0.0022538 | 2.5324e-06 | -0.033705 | -0.62317 | -0.033711 | -0.04149 | -0.62276 | -0.62277 | -35.6819 | -71.3772 | -71 | -22 | -37.98 | -35 | -40 | -54.695 | 35°40 ' 54,695 "S | 71°22 ' 37,98 " | -35.6819 | -71.3772 | si | Ancoa220/Ancoa500
562 | S/E CARDONES | TRANSELEC S.A. | COPIAPÓ | 362879.8496 | 6958759.8143 | 19F | 19 | F | S | -69 | -3041240.1857 | -0.47791 | 6380104.6328 | -0.021492 | -0.81678 | -0.64401 | -0.8863 | -0.82573 | -1.5455 | 0.0050546 | 4.2582e-05 | 1.6741e-07 | -3028759.0803 | -0.0019563 | 1.2272e-06 | -0.021492 | -0.47986 | -0.021493 | -0.024225 | -0.47974 | -0.47975 | -27.4879 | -70.388 | -70 | -23 | -16.836 | -27 | -29 | -16.341 | 27°29 ' 16,341 "S | 70°23 ' 16,836 " | -27.4891 | -70.3856 | si | Cardones110/Cardones220
563 | S/E CARRERA PINTO | TRANSELEC S.A. | COPIAPÓ | 410438.78 | 7013030.66 | 19J | 19 | J | S | -69 | -2986969.34 | -0.46938 | 6379956.575 | -0.014038 | -0.80683 | -0.64174 | -0.87279 | -0.81503 | -1.5285 | 0.0050546 | 4.2582e-05 | 1.6741e-07 | -2974637.411 | -0.0019329 | 5.2818e-07 | -0.014038 | -0.47131 | -0.014038 | -0.015755 | -0.47126 | -0.47127 | -27.0019 | -69.9027 | -69 | -54 | -9.684 | -27 | 0 | -6.948 | 27°0 ' 6,948 "S | 69°54 ' 9,684 " | -27.0013 | -69.9031 | si | CPinto220
564 | S/E CASTILLA | TRANSELEC S.A. | COPIAPÓ | 349187 | 6913510.0125 | 19J | 19 | J | S | -69 | -3086489.9875 | -0.48502 | 6380229.4618 | -0.023638 | -0.82491 | -0.6456 | -0.89747 | -0.8345 | -1.5593 | 0.0050546 | 4.2582e-05 | 1.6741e-07 | -3073887.3985 | -0.0019753 | 1.4735e-06 | -0.023638 | -0.48699 | -0.02364 | -0.026743 | -0.48685 | -0.48686 | -27.8948 | -70.5323 | -70 | -31 | -56.175 | -27 | -53 | -41.198 | 27°53 ' 41,198 "S | 70°31 ' 56,175 " |  |  | NO SE ENCUENTRA
565 | S/E CERRO NAVIA (TRANSELEC) | TRANSELEC S.A. | CERRO NAVIA | 339041.86 | 6300544.4 | 19H | 19 | H | S | -69 | -3699455.6 | -0.58134 | 6382030.9064 | -0.025221 | -0.91787 | -0.64108 | -1.0403 | -0.94048 | -1.7167 | 0.0050546 | 4.2582e-05 | 1.6741e-07 | -3685479.6668 | -0.0021899 | 1.497e-06 | -0.025221 | -0.58353 | -0.025223 | -0.030216 | -0.58332 | -0.58333 | -33.4224 | -70.7312 | -70 | -43 | -52.395 | -33 | -25 | -20.644 | 33°25 ' 20,644 "S | 70°43 ' 52,395 " | -33.422 | -70.7297 | si | CNavia110/CNavia220/CNavia220_Desf
566 | S/E CHARRUA | TRANSELEC S.A. | CABRERO | 738037 | 5891216 | 18H | 18 | H | S | -75 | -4108784 | -0.64566 | 6383326.6768 | 0.03729 | -0.9612 | -0.61317 | -1.1263 | -0.99799 | -1.7937 | 0.0050546 | 4.2582e-05 | 1.6741e-07 | -4094190.5108 | -0.0022862 | 2.9892e-06 | 0.03729 | -0.64795 | 0.037299 | 0.046746 | -0.64742 | -0.64743 | -37.0951 | -72.3216 | -72 | -19 | -17.885 | -37 | -5 | -42.514 | 37°5 ' 42,514 "S | 72°19 ' 17,885 " | -37.0951 | -72.3216 | si | Charrua066/Charrua154/Charrua220/Charrua500
568 | S/E CONCEPCION | TRANSELEC S.A. | CONCEPCIÓN | 675520.87 | 5925094.65 | 18H | 18 | H | S | -75 | -4074905.35 | -0.64034 | 6383217.2477 | 0.027497 | -0.95821 | -0.61616 | -1.1194 | -0.99362 | -1.7881 | 0.0050546 | 4.2582e-05 | 1.6741e-07 | -4060353.4622 | -0.0022797 | 1.6384e-06 | 0.027497 | -0.64262 | 0.027501 | 0.03434 | -0.64234 | -0.64235 | -36.8037 | -73.0325 | -73 | -1 | -56.932 | -36 | -48 | -13.418 | 36°48 ' 13,418 "S | 73°1 ' 56,932 " | -36.8045 | -73.0324 | si | Concepcion066/Concpcion154
569 | S/E DIEGO DE ALMAGRO | TRANSELEC S.A. | DIEGO DE ALMAGRO | 396437.2863 | 7079890.6949 | 19J | 19 | J | S | -69 | -2920109.3051 | -0.45887 | 6379776.7174 | -0.016233 | -0.79423 | -0.63841 | -0.85599 | -0.8016 | -1.507 | 0.0050546 | 4.2582e-05 | 1.6741e-07 | -2907966.2998 | -0.0019034 | 7.1375e-07 | -0.016233 | -0.46078 | -0.016234 | -0.018122 | -0.46071 | -0.46072 | -26.3974 | -70.0383 | -70 | -2 | -17.905 | -26 | -23 | -50.559 | 26°23 ' 50,559 "S | 70°2 ' 17,905 " | -26.3983 | -70.0373 | si | DAlmagro110/DAlmagro220
570 | S/E DOS AMIGOS | TRANSELEC S.A. | VALLENAR | 315175.75 | 6794014.24 | 19J | 19 | J | S | -69 | -3205985.76 | -0.5038 | 6380564.9565 | -0.028967 | -0.84555 | -0.64849 | -0.92657 | -0.85705 | -1.5942 | 0.0050546 | 4.2582e-05 | 1.6741e-07 | -3193075.2217 | -0.0020234 | 2.1685e-06 | -0.028967 | -0.50582 | -0.028971 | -0.033106 | -0.50559 | -0.5056 | -28.9686 | -70.8968 | -70 | -53 | -48.559 | -28 | -58 | -6.86 | 28°58 ' 6,86 "S | 70°53 ' 48,559 " |  |  | NO SE ENCUENTRA
571 | S/E EL SALADO | TRANSELEC S.A. | CHAÑARAL | 368361 | 7076330.0119 | 19J | 19 | J | S | -69 | -2923669.9881 | -0.45943 | 6379786.2238 | -0.020634 | -0.79491 | -0.6386 | -0.85689 | -0.80232 | -1.5082 | 0.0050546 | 4.2582e-05 | 1.6741e-07 | -2911516.7797 | -0.001905 | 1.1526e-06 | -0.020634 | -0.46134 | -0.020635 | -0.02304 | -0.46123 | -0.46124 | -26.4272 | -70.3201 | -70 | -19 | -12.392 | -26 | -25 | -37.922 | 26°25 ' 37,922 "S | 70°19 ' 12,392 " |  |  | NO SE ENCUENTRA
572 | S/E CENTRAL EL TORO | TRANSELEC S.A. | ANTUCO | 281553.49 | 5872238.86 | 19H | 19 | H | S | -69 | -4127761.14 | -0.64865 | 6383388.1231 | -0.034221 | -0.96283 | -0.61145 | -1.1301 | -1.0004 | -1.7968 | 0.0050546 | 4.2582e-05 | 1.6741e-07 | -4113145.109 | -0.0022897 | 2.5061e-06 | -0.034221 | -0.65094 | -0.034228 | -0.042999 | -0.65049 | -0.6505 | -37.2708 | -71.4637 | -71 | -27 | -49.237 | -37 | -16 | -14.953 | 37°16 ' 14,953 "S | 71°27 ' 49,237 " | -37.3109 | -71.6307 | no coincide | Antuco220
573 | S/E HUALPEN | TRANSELEC S.A. | HUALPÉN | 667558.2 | 5926910.2 | 18F | 18 | F | S | -75 | -4073089.8 | -0.64006 | 6383211.3933 | 0.02625 | -0.95805 | -0.61632 | -1.1191 | -0.99339 | -1.7878 | 0.0050546 | 4.2582e-05 | 1.6741e-07 | -4058540.1908 | -0.0022794 | 1.4937e-06 | 0.02625 | -0.64233 | 0.026253 | 0.032776 | -0.64208 | -0.64209 | -36.7888 | -73.1221 | -73 | -7 | -19.539 | -36 | -47 | -19.724 | 36°47 ' 19,724 "S | 73°7 ' 19,539 " | -36.788 | -73.121 | si | Hualpen154/Hualpen220
574 | S/E HUASCO | TRANSELEC S.A. | HUASCO | 279447.9998 | 6848593.0151 | 19J | 19 | J | S | -69 | -3151406.9849 | -0.49522 | 6380410.6875 | -0.034567 | -0.83627 | -0.64741 | -0.91335 | -0.84687 | -1.5785 | 0.0050546 | 4.2582e-05 | 1.6741e-07 | -3138634.7665 | -0.0020018 | 3.1171e-06 | -0.034567 | -0.49722 | -0.034574 | -0.039317 | -0.4969 | -0.49691 | -28.4706 | -71.2527 | -71 | -15 | -9.698 | -28 | -28 | -14.307 | 28°28 ' 14,307 "S | 71°15 ' 9,698 " | -28.4706 | -71.2527 | si | Huasco110
575 | S/E ITAHUE | TRANSELEC S.A. | MOLINA | 284329.9997 | 6108947.0162 | 19H | 19 | H | S | -69 | -3891052.9838 | -0.61145 | 6382629.8689 | -0.03379 | -0.94009 | -0.63029 | -1.0815 | -0.9687 | -1.7554 | 0.0050546 | 4.2582e-05 | 1.6741e-07 | -3876757.003 | -0.0022398 | 2.5796e-06 | -0.03379 | -0.61369 | -0.033797 | -0.041316 | -0.61329 | -0.6133 | -35.1393 | -71.3673 | -71 | -22 | -2.111 | -35 | -8 | -21.373 | 35°8 ' 21,373 "S | 71°22 ' 2,111 " | -35.1393 | -71.3673 | si | Itahue154/Itahue220
577 | S/E LAJA | TRANSELEC S.A. | LAJA | 703453.76 | 5871157.17 | 18H | 18 | H | S | -75 | -4128842.83 | -0.64882 | 6383391.6287 | 0.031872 | -0.96292 | -0.61135 | -1.1303 | -1.0005 | -1.797 | 0.0050546 | 4.2582e-05 | 1.6741e-07 | -4114225.5306 | -0.0022899 | 2.1733e-06 | 0.031872 | -0.65111 | 0.031878 | 0.040055 | -0.65072 | -0.65073 | -37.284 | -72.705 | -72 | -42 | -17.962 | -37 | -17 | -2.257 | 37°17 ' 2,257 "S | 72°42 ' 17,962 " |  |  | NO SE ENCUENTRA
578 | S/E LOS MOLLES | TRANSELEC S.A. | MONTE PATRIA | 348084.04 | 6597727.08 | 19J | 19 | J | S | -69 | -3402272.92 | -0.53464 | 6381133.4222 | -0.023807 | -0.87686 | -0.6492 | -0.97307 | -0.8921 | -1.6471 | 0.0050546 | 4.2582e-05 | 1.6741e-07 | -3388898.0499 | -0.002096 | 1.414e-06 | -0.023807 | -0.53674 | -0.023809 | -0.027698 | -0.53657 | -0.53658 | -30.7437 | -70.587 | -70 | -35 | -13.135 | -30 | -44 | -37.295 | 30°44 ' 37,295 "S | 70°35 ' 13,135 " |  |  | NO SE ENCUENTRA
579 | S/E LOS VILOS | TRANSELEC S.A. | LOS VILOS | 265749.8 | 6463689.77 | 19J | 19 | J | S | -69 | -3536310.23 | -0.5557 | 6381533.0733 | -0.036708 | -0.89632 | -0.64688 | -1.0039 | -0.91462 | -1.68 | 0.0050546 | 4.2582e-05 | 1.6741e-07 | -3522648.782 | -0.0021408 | 3.2769e-06 | -0.036707 | -0.55785 | -0.036716 | -0.04325 | -0.55743 | -0.55743 | -31.9386 | -71.478 | -71 | -28 | -40.861 | -31 | -56 | -18.942 | 31°56 ' 18,942 "S | 71°28 ' 40,861 " | -31.938 | -71.4785 | si | LVilos220
580 | S/E MAITENCILLO | TRANSELEC S.A. | FREIRINA | 311877.9999 | 6841952.0136 | 19J | 19 | J | S | -69 | -3158047.9864 | -0.49626 | 6380429.3667 | -0.029484 | -0.83741 | -0.64756 | -0.91497 | -0.84812 | -1.5804 | 0.0050546 | 4.2582e-05 | 1.6741e-07 | -3145258.7269 | -0.0020045 | 2.2653e-06 | -0.029484 | -0.49827 | -0.029488 | -0.033558 | -0.49803 | -0.49804 | -28.5356 | -70.9227 | -70 | -55 | -21.756 | -28 | -32 | -8.288 | 28°32 ' 8,288 "S | 70°55 ' 21,756 " | -28.5356 | -70.9227 | si | Maitencillo110/Maitencillo120
581 | S/E PAN DE AZUCAR | TRANSELEC S.A. | COQUIMBO | 280258.96 | 6681578.33 | 19J | 19 | J | S | -69 | -3318421.67 | -0.52147 | 6380888.0413 | -0.034437 | -0.86388 | -0.64951 | -0.95341 | -0.87743 | -1.6252 | 0.0050546 | 4.2582e-05 | 1.6741e-07 | -3305238.7466 | -0.002066 | 3.0046e-06 | -0.034437 | -0.52353 | -0.034444 | -0.03975 | -0.52319 | -0.5232 | -29.977 | -71.2775 | -71 | -16 | -39.062 | -29 | -58 | -37.266 | 29°58 ' 37,266 "S | 71°16 ' 39,062 " | -29.9774 | -71.2761 | si | PAzucar110/PAzucar220
582 | S/E PAPOSO | TRANSELEC S.A. | TALTAL | 352164.56 | 7235529.77 | 19J | 19 | J | S | -69 | -2764470.23 | -0.43442 | 6379369.3388 | -0.023174 | -0.76357 | -0.62831 | -0.8162 | -0.76923 | -1.4544 | 0.0050546 | 4.2582e-05 | 1.6741e-07 | -2752788.5155 | -0.0018312 | 1.4891e-06 | -0.023174 | -0.43625 | -0.023176 | -0.025565 | -0.43612 | -0.43613 | -24.9885 | -70.4648 | -70 | -27 | -53.233 | -24 | -59 | -18.518 | 24°59 ' 18,518 "S | 70°27 ' 53,233 " | -24.9878 | -70.4641 | si | Paposo220
583 | S/E CENTRAL PEHUENCHE | TRANSELEC S.A. | COLBÚN | 304303.9 | 6043687.02 | 19H | 19 | H | S | -69 | -3956312.98 | -0.6217 | 6382837.0513 | -0.03066 | -0.94689 | -0.62569 | -1.0951 | -0.97778 | -1.7675 | 0.0050546 | 4.2582e-05 | 1.6741e-07 | -3941920.3654 | -0.0022549 | 2.0931e-06 | -0.03066 | -0.62396 | -0.030665 | -0.037766 | -0.62362 | -0.62363 | -35.7314 | -71.1638 | -71 | -9 | -49.831 | -35 | -43 | -52.94 | 35°43 ' 52,94 "S | 71°9 ' 49,831 " | -35.7311 | -71.1635 | si | Pehuenche220
584 | S/E POLPAICO (TRANSELEC) | TRANSELEC S.A. | TILTIL | 326524.47 | 6325196.09 | 19H | 19 | H | S | -69 | -3674803.91 | -0.57747 | 6381954.9265 | -0.027182 | -0.91477 | -0.64216 | -1.0349 | -0.93668 | -1.7114 | 0.0050546 | 4.2582e-05 | 1.6741e-07 | -3660873.0454 | -0.0021829 | 1.7478e-06 | -0.027182 | -0.57965 | -0.027186 | -0.032482 | -0.57941 | -0.57942 | -33.1982 | -70.8611 | -70 | -51 | -39.836 | -33 | -11 | -53.559 | 33°11 ' 53,559 "S | 70°51 ' 39,836 " | -33.1963 | -70.861 | si | Polpaico220/Polpaico500
585 | S/E PUERTO MONTT | TRANSELEC S.A. | PUERTO MONTT | 670989.82 | 5409070.82 | 18G | 18 | G | S | -75 | -4590929.18 | -0.72143 | 6384914.9526 | 0.02678 | -0.99183 | -0.55919 | -1.2173 | -1.0528 | -1.8598 | 0.0050546 | 4.2582e-05 | 1.6741e-07 | -4575934.8295 | -0.0023484 | 1.3625e-06 | 0.02678 | -0.72378 | 0.026783 | 0.035729 | -0.72346 | -0.72347 | -41.4517 | -72.9529 | -72 | -57 | -10.361 | -41 | -27 | -6.268 | 41°27 ' 6,268 "S | 72°57 ' 10,361 " | -41.4513 | -72.9522 | si | Pmontt220
586 | S/E QUILLOTA | TRANSELEC S.A. | QUILLOTA | 289660.3 | 6351666.92 | 19H | 19 | H | S | -69 | -3648333.08 | -0.57331 | 6381873.6318 | -0.032959 | -0.91138 | -0.64324 | -1.029 | -0.93256 | -1.7056 | 0.0050546 | 4.2582e-05 | 1.6741e-07 | -3634451.5866 | -0.0021751 | 2.5836e-06 | -0.032959 | -0.57548 | -0.032965 | -0.039274 | -0.57513 | -0.57514 | -32.9531 | -71.2502 | -71 | -15 | -0.795 | -32 | -57 | -11.096 | 32°57 ' 11,096 "S | 71°15 ' 0,795 " | -32.9525 | -71.2493 | si | Quillota 110/ Quillota 220
587 | S/E RANCAGUA | TRANSELEC S.A. | RANCAGUA | 340859.48 | 6218072.58 | 19H | 19 | H | S | -69 | -3781927.42 | -0.5943 | 6382286.9432 | -0.024935 | -0.92785 | -0.63695 | -1.0582 | -0.95291 | -1.7339 | 0.0050546 | 4.2582e-05 | 1.6741e-07 | -3767807.1264 | -0.0022124 | 1.4382e-06 | -0.024935 | -0.59651 | -0.024937 | -0.030134 | -0.5963 | -0.59631 | -34.1662 | -70.7265 | -70 | -43 | -35.562 | -34 | -9 | -58.205 | 34°9 ' 58,205 "S | 70°43 ' 35,562 " | -34.1664 | -70.726 | si | Rancagua154
588 | TAP OFF ROMERAL | TRANSELEC S.A. | LA SERENA | 284548.41 | 6708720.85 | 19J | 19 | J | S | -69 | -3291279.15 | -0.5172 | 6380809.4113 | -0.033766 | -0.85956 | -0.64941 | -0.94698 | -0.87259 | -1.6179 | 0.0050546 | 4.2582e-05 | 1.6741e-07 | -3278160.4185 | -0.002056 | 2.9026e-06 | -0.033766 | -0.51926 | -0.033772 | -0.03888 | -0.51893 | -0.51894 | -29.733 | -71.2276 | -71 | -13 | -39.515 | -29 | -43 | -58.835 | 29°43 ' 58,835 "S | 71°13 ' 39,515 " |  |  | NO SE ENCUENTRA
589 | S/E SAN VICENTE | TRANSELEC S.A. | TALCAHUANO | 667411.62 | 5931473.38 | 18H | 18 | H | S | -75 | -4068526.62 | -0.63934 | 6383196.6833 | 0.026227 | -0.95764 | -0.61671 | -1.1182 | -0.99279 | -1.787 | 0.0050546 | 4.2582e-05 | 1.6741e-07 | -4053982.7596 | -0.0022785 | 1.4927e-06 | 0.026227 | -0.64162 | 0.02623 | 0.032729 | -0.64136 | -0.64137 | -36.7477 | -73.1247 | -73 | -7 | -29.057 | -36 | -44 | -51.807 | 36°44 ' 51,807 "S | 73°7 ' 29,057 " | -36.7474 | -73.1239 | si | SVicente154
590 | S/E SAUZAL | TRANSELEC S.A. | MACHALÍ | 349765.59 | 6208701.49 | 19H | 19 | H | S | -69 | -3791298.51 | -0.59577 | 6382316.211 | -0.023539 | -0.92894 | -0.63643 | -1.0602 | -0.95429 | -1.7358 | 0.0050546 | 4.2582e-05 | 1.6741e-07 | -3777162.4414 | -0.0022149 | 1.2792e-06 | -0.023539 | -0.59799 | -0.023541 | -0.028477 | -0.5978 | -0.59781 | -34.252 | -70.6316 | -70 | -37 | -53.702 | -34 | -15 | -7.089 | 34°15 ' 7,089 "S | 70°37 ' 53,702 " | -34.2516 | -70.632 | si | Sauzal110_BP1/Sauzal110_BP2/Sauzal154
591 | S/E TEMUCO | TRANSELEC S.A. | TEMUCO | 712353 | 5712711 | 18H | 18 | H | S | -75 | -4287289 | -0.67372 | 6383908.5854 | 0.033264 | -0.97516 | -0.59558 | -1.1613 | -1.0199 | -1.821 | 0.0050546 | 4.2582e-05 | 1.6741e-07 | -4272505.2233 | -0.0023158 | 2.2772e-06 | 0.033264 | -0.67603 | 0.03327 | 0.042624 | -0.67559 | -0.6756 | -38.7088 | -72.5578 | -72 | -33 | -28.069 | -38 | -42 | -31.525 | 38°42 ' 31,525 "S | 72°33 ' 28,069 " | -38.7088 | -72.5578 | si | Temuco066/Temuco220
592 | S/E VALDIVIA | TRANSELEC S.A. | VALDIVIA | 655214.21 | 5592800.14 | 18H | 18 | H | S | -75 | -4407199.86 | -0.69256 | 6384303.879 | 0.024312 | -0.98281 | -0.58213 | -1.184 | -1.0335 | -1.8374 | 0.0050546 | 4.2582e-05 | 1.6741e-07 | -4392315.7892 | -0.0023314 | 1.1797e-06 | 0.024312 | -0.69489 | 0.024314 | 0.031643 | -0.69464 | -0.69465 | -39.8006 | -73.187 | -73 | -11 | -13.067 | -39 | -48 | -2.207 | 39°48 ' 2,207 "S | 73°11 ' 13,067 " | -39.8013 | -73.1855 | si | Valdivia220
593 | S/E VALLENAR | TRANSELEC S.A. | VALLENAR | 326013 | 6839095.0132 | 19J | 19 | J | S | -69 | -3160904.9868 | -0.49671 | 6380437.4104 | -0.027269 | -0.8379 | -0.64762 | -0.91566 | -0.84865 | -1.5813 | 0.0050546 | 4.2582e-05 | 1.6741e-07 | -3148108.4141 | -0.0020056 | 1.9367e-06 | -0.027269 | -0.49872 | -0.027272 | -0.031045 | -0.49852 | -0.49853 | -28.5634 | -70.7787 | -70 | -46 | -43.447 | -28 | -33 | -48.169 | 28°33 ' 48,169 "S | 70°46 ' 43,447 " |  |  | NO SE ENCUENTRA
604 | S/E CAUTIN | TRANSELEC S.A. | PADRE LAS CASAS | 291384.8132 | 6377448.1657 | 19H | 19 | H | S | -69 | -3622551.8343 | -0.56926 | 6381794.7509 | -0.032689 | -0.90801 | -0.64421 | -1.0233 | -0.9285 | -1.6998 | 0.0050546 | 4.2582e-05 | 1.6741e-07 | -3608719.3946 | -0.0021675 | 2.5547e-06 | -0.032689 | -0.57142 | -0.032695 | -0.038851 | -0.57108 | -0.57109 | -32.721 | -71.226 | -71 | -13 | -33.509 | -32 | -43 | -15.697 | 32°43 ' 15,697 "S | 71°13 ' 33,509 " | -38.7227 | -72.5415 | no coincide | Cautin220
605 | S/E NOGALES | TRANSELEC S.A. | NOGALES | 291341.96 | 6377526.45 | 19H | 19 | H | S | -69 | -3622473.55 | -0.56924 | 6381794.5118 | -0.032696 | -0.908 | -0.64421 | -1.0232 | -0.92849 | -1.6998 | 0.0050546 | 4.2582e-05 | 1.6741e-07 | -3608641.2607 | -0.0021675 | 2.5558e-06 | -0.032696 | -0.57141 | -0.032702 | -0.038858 | -0.57107 | -0.57108 | -32.7203 | -71.2264 | -71 | -13 | -35.09 | -32 | -43 | -13.127 | 32°43 ' 13,127 "S | 71°13 ' 35,09 " | -32.7198 | -71.2267 | si | Nogales220
606 | S/E PUNTA COLORADA | TRANSELEC S.A. | LA HIGUERA | 301211.44 | 6749613.76 | 19J | 19 | J | S | -69 | -3250386.24 | -0.51077 | 6380691.7058 | -0.031155 | -0.85292 | -0.64909 | -0.93723 | -0.8652 | -1.6067 | 0.0050546 | 4.2582e-05 | 1.6741e-07 | -3237366.1038 | -0.0020406 | 2.4891e-06 | -0.031155 | -0.51281 | -0.03116 | -0.035744 | -0.51254 | -0.51255 | -29.367 | -71.048 | -71 | -2 | -52.8 | -29 | -22 | -1.08 | 29°22 ' 1,08 "S | 71°2 ' 52,8 " | -29.3682 | -71.0476 | si | PColorada220
607 | S/E TINGUIRIRICA | TRANSELEC S.A. | PLACILLA | 315156.2 | 6168196.12 | 19H | 19 | H | S | -69 | -3831803.88 | -0.60214 | 6382443.114 | -0.028961 | -0.93358 | -0.63407 | -1.0689 | -0.96022 | -1.7439 | 0.0050546 | 4.2582e-05 | 1.6741e-07 | -3817601.109 | -0.0022253 | 1.9196e-06 | -0.028961 | -0.60436 | -0.028965 | -0.035186 | -0.60408 | -0.60408 | -34.6115 | -71.016 | -71 | 0 | -57.658 | -34 | -36 | -41.239 | 34°36 ' 41,239 "S | 71°0 ' 57,658 " | -34.611 | -71.0151 | si | Tinguiririca154/Tinguirrica220
608 | S/E LAGUNILLAS | TRANSELEC S.A. | CORONEL | 665985.2 | 5904778.91 | 18H | 18 | H | S | -75 | -4095221.09 | -0.64353 | 6383282.8266 | 0.026003 | -0.96002 | -0.61438 | -1.1235 | -0.99625 | -1.7915 | 0.0050546 | 4.2582e-05 | 1.6741e-07 | -4080644.0465 | -0.0022836 | 1.4582e-06 | 0.026003 | -0.64582 | 0.026006 | 0.032553 | -0.64556 | -0.64557 | -36.9885 | -73.1349 | -73 | -8 | -5.529 | -36 | -59 | -18.557 | 36°59 ' 18,557 "S | 73°8 ' 5,529 " | -36.9879 | -73.1335 | si | Lagunillas154/Lagunillas220
611 | S/E LAS PALMAS | TRANSELEC S.A. | CANELA | 253478.66 | 6535600.8 | 19J | 19 | J | S | -69 | -3464399.2 | -0.5444 | 6381317.5591 | -0.038632 | -0.88608 | -0.6484 | -0.98744 | -0.90268 | -1.6626 | 0.0050546 | 4.2582e-05 | 1.6741e-07 | -3450888.3773 | -0.0021172 | 3.6801e-06 | -0.038632 | -0.54652 | -0.038641 | -0.045199 | -0.54607 | -0.54608 | -31.2879 | -71.5897 | -71 | -35 | -22.909 | -31 | -17 | -16.292 | 31°17 ' 16,292 "S | 71°35 ' 22,909 " | -31.2878 | -71.5886 | si | LPalmas220
614 | S/E CIRUELOS | TRANSELEC S.A. | MARIQUINA | 679385.47 | 5620116 | 18H | 18 | H | S | -75 | -4379884 | -0.68827 | 6384213.5568 | 0.028098 | -0.98119 | -0.5853 | -1.1789 | -1.0305 | -1.8338 | 0.0050546 | 4.2582e-05 | 1.6741e-07 | -4365020.8174 | -0.0023281 | 1.587e-06 | 0.028098 | -0.69059 | 0.028102 | 0.036439 | -0.69027 | -0.69028 | -39.5499 | -72.9122 | -72 | -54 | -43.949 | -39 | -32 | -59.638 | 39°32 ' 59,638 "S | 72°54 ' 43,949 " | -39.5493 | -72.9111 | si | Ciruelos220
615 | S/E SAN LUIS | TRANSMISORA ELÉCTRICA DE QUILLOTA S.A. | QUILLOTA | 283537.63 | 6353265.52 | 19H | 19 | H | S | -69 | -3646734.48 | -0.57306 | 6381868.7321 | -0.033918 | -0.91117 | -0.6433 | -1.0286 | -0.93231 | -1.7052 | 0.0050546 | 4.2582e-05 | 1.6741e-07 | -3632856.0004 | -0.0021747 | 2.737e-06 | -0.033918 | -0.57523 | -0.033925 | -0.04041 | -0.57486 | -0.57487 | -32.9375 | -71.3153 | -71 | -18 | -55.08 | -32 | -56 | -14.918 | 32°56 ' 14,918 "S | 71°18 ' 55,08 " | -32.9378 | -71.3168 | si | SanLuis220
616 | S/E ALTO DEL CARMEN | CGE TRANSMISIÓN S.A. | ALTO DEL CARMEN | 354871.99 | 6818287.01 | 19J | 19 | J | S | -69 | -3181712.99 | -0.49998 | 6380496.1371 | -0.022746 | -0.84145 | -0.64806 | -0.92071 | -0.85255 | -1.5873 | 0.0050546 | 4.2582e-05 | 1.6741e-07 | -3168863.4789 | -0.0020139 | 1.3427e-06 | -0.022746 | -0.502 | -0.022748 | -0.025943 | -0.50185 | -0.50186 | -28.7547 | -70.4864 | -70 | -29 | -11.167 | -28 | -45 | -16.864 | 28°45 ' 16,864 "S | 70°29 ' 11,167 " |  |  | NO SE ENCUENTRA
617 | S/E CALDERA | CGE TRANSMISIÓN S.A. | CALDERA | 321259.99 | 7002404.01 | 19J | 19 | J | S | -69 | -2997595.99 | -0.47105 | 6379985.4217 | -0.028016 | -0.80879 | -0.64222 | -0.87545 | -0.81714 | -1.5319 | 0.0050546 | 4.2582e-05 | 1.6741e-07 | -2985234.5548 | -0.0019375 | 2.1001e-06 | -0.028016 | -0.47299 | -0.028019 | -0.031465 | -0.47279 | -0.4728 | -27.0892 | -70.8028 | -70 | -48 | -10.038 | -27 | -5 | -21.126 | 27°5 ' 21,126 "S | 70°48 ' 10,038 " |  |  | NO SE ENCUENTRA
618 | S/E CERRILLOS | CGE TRANSMISIÓN S.A. | TIERRA AMARILLA | 376087.05 | 6949214.6 | 19J | 19 | J | S | -69 | -3050785.4 | -0.47941 | 6380130.8612 | -0.019422 | -0.81851 | -0.64437 | -0.88866 | -0.82759 | -1.5484 | 0.0050546 | 4.2582e-05 | 1.6741e-07 | -3038278.448 | -0.0019603 | 1.0006e-06 | -0.019422 | -0.48137 | -0.019423 | -0.02191 | -0.48127 | -0.48128 | -27.5753 | -70.2553 | -70 | -15 | -19.17 | -27 | -34 | -31.059 | 27°34 ' 31,059 "S | 70°15 ' 19,17 " |  |  | NO SE ENCUENTRA
619 | S/E CHAÑARAL | CGE TRANSMISIÓN S.A. | CHAÑARAL | 376101.74 | 6949217.31 | 19J | 19 | J | S | -69 | -3050782.69 | -0.47941 | 6380130.8538 | -0.019419 | -0.81851 | -0.64437 | -0.88866 | -0.82759 | -1.5484 | 0.0050546 | 4.2582e-05 | 1.6741e-07 | -3038275.7453 | -0.0019603 | 1.0004e-06 | -0.019419 | -0.48137 | -0.019421 | -0.021907 | -0.48127 | -0.48128 | -27.5753 | -70.2552 | -70 | -15 | -18.633 | -27 | -34 | -30.976 | 27°34 ' 30,976 "S | 70°15 ' 18,633 " |  |  | NO SE ENCUENTRA
620 | S/E COPIAPO | CGE TRANSMISIÓN S.A. | COPIAPÓ | 367961.99 | 6970860.01 | 19J | 19 | J | S | -69 | -3029139.99 | -0.47601 | 6380071.464 | -0.020695 | -0.81458 | -0.64354 | -0.8833 | -0.82336 | -1.5417 | 0.0050546 | 4.2582e-05 | 1.6741e-07 | -3016691.8181 | -0.0019511 | 1.1402e-06 | -0.020695 | -0.47796 | -0.020697 | -0.023305 | -0.47785 | -0.47786 | -27.3792 | -70.3353 | -70 | -20 | -6.944 | -27 | -22 | -44.994 | 27°22 ' 44,994 "S | 70°20 ' 6,944 " |  |  | NO SE ENCUENTRA
621 | S/E HERNAN FUENTES | CGE TRANSMISIÓN S.A. | COPIAPÓ | 364265.99 | 6975242.01 | 19J | 19 | J | S | -69 | -3024757.99 | -0.47532 | 6380059.4744 | -0.021275 | -0.81379 | -0.64336 | -0.88221 | -0.8225 | -1.5404 | 0.0050546 | 4.2582e-05 | 1.6741e-07 | -3012321.7911 | -0.0019492 | 1.2058e-06 | -0.021275 | -0.47727 | -0.021276 | -0.023948 | -0.47715 | -0.47716 | -27.3393 | -70.3721 | -70 | -22 | -19.713 | -27 | -20 | -21.309 | 27°20 ' 21,309 "S | 70°22 ' 19,713 " |  |  | NO SE ENCUENTRA
622 | S/E LOS LOROS | CGE TRANSMISIÓN S.A. | TIERRA AMARILLA | 388886.99 | 6923718.01 | 19J | 19 | J | S | -69 | -3076281.99 | -0.48341 | 6380201.193 | -0.017415 | -0.82309 | -0.64527 | -0.89496 | -0.83254 | -1.5562 | 0.0050546 | 4.2582e-05 | 1.6741e-07 | -3063706.5751 | -0.001971 | 8.0122e-07 | -0.017415 | -0.48539 | -0.017416 | -0.019688 | -0.48531 | -0.48532 | -27.8065 | -70.128 | -70 | -7 | -40.934 | -27 | -48 | -23.531 | 27°48 ' 23,531 "S | 70°7 ' 40,934 " |  |  | NO SE ENCUENTRA
623 | S/E PLANTAS | CGE TRANSMISIÓN S.A. | COPIAPÓ | 374866.05 | 6967683.62 | 19J | 19 | J | S | -69 | -3032316.38 | -0.47651 | 6380080.1623 | -0.019613 | -0.81516 | -0.64367 | -0.88409 | -0.82398 | -1.5427 | 0.0050546 | 4.2582e-05 | 1.6741e-07 | -3019859.5446 | -0.0019525 | 1.0236e-06 | -0.019613 | -0.47846 | -0.019614 | -0.022092 | -0.47836 | -0.47837 | -27.4085 | -70.2658 | -70 | -15 | -56.822 | -27 | -24 | -30.546 | 27°24 ' 30,546 "S | 70°15 ' 56,822 " |  |  | NO SE ENCUENTRA
624 | S/E TIERRA AMARILLA | CGE TRANSMISIÓN S.A. | TIERRA AMARILLA | 372287.99 | 6959765.01 | 19J | 19 | J | S | -69 | -3040234.99 | -0.47775 | 6380101.8739 | -0.020017 | -0.8166 | -0.64397 | -0.88605 | -0.82553 | -1.5452 | 0.0050546 | 4.2582e-05 | 1.6741e-07 | -3027756.6133 | -0.0019558 | 1.0648e-06 | -0.020017 | -0.47971 | -0.020019 | -0.022562 | -0.4796 | -0.47961 | -27.4797 | -70.2927 | -70 | -17 | -33.683 | -27 | -28 | -46.982 | 27°28 ' 46,982 "S | 70°17 ' 33,683 " |  |  | NO SE ENCUENTRA
627 | S/E ALCONES | CGE TRANSMISIÓN S.A. | MARCHIGÜE | 249496.65 | 6190416.01 | 19H | 19 | H | S | -69 | -3809583.99 | -0.59865 | 6382373.42 | -0.039249 | -0.93106 | -0.63539 | -1.0642 | -0.95698 | -1.7395 | 0.0050546 | 4.2582e-05 | 1.6741e-07 | -3795417.511 | -0.0022196 | 3.5426e-06 | -0.039249 | -0.60087 | -0.039259 | -0.04756 | -0.60034 | -0.60035 | -34.3974 | -71.725 | -71 | -43 | -29.957 | -34 | -23 | -50.539 | 34°23 ' 50,539 "S | 71°43 ' 29,957 " |  |  | NO SE ENCUENTRA
628 | S/E BAJO MELIPILLA | CGE TRANSMISIÓN S.A. | MELIPILLA | 295755.91 | 6269164.76 | 19H | 19 | H | S | -69 | -3730835.24 | -0.58627 | 6382127.995 | -0.032003 | -0.92174 | -0.6396 | -1.0471 | -0.94526 | -1.7234 | 0.0050546 | 4.2582e-05 | 1.6741e-07 | -3716803.2119 | -0.0021986 | 2.3948e-06 | -0.032002 | -0.58847 | -0.032008 | -0.038462 | -0.58813 | -0.58814 | -33.6979 | -71.2037 | -71 | -12 | -13.319 | -33 | -41 | -52.273 | 33°41 ' 52,273 "S | 71°12 ' 13,319 " | -33.6915 | -71.2385 | si | AMelipilla220
629 | S/E BOLLENAR | CGE TRANSMISIÓN S.A. | MELIPILLA | 294810 | 6284227.59 | 19H | 19 | H | S | -69 | -3715772.41 | -0.58391 | 6382081.3391 | -0.032151 | -0.91989 | -0.64032 | -1.0439 | -0.94297 | -1.7202 | 0.0050546 | 4.2582e-05 | 1.6741e-07 | -3701767.1301 | -0.0021945 | 2.4246e-06 | -0.032151 | -0.5861 | -0.032156 | -0.038579 | -0.58576 | -0.58577 | -33.5619 | -71.2104 | -71 | -12 | -37.537 | -33 | -33 | -42.891 | 33°33 ' 42,891 "S | 71°12 ' 37,537 " |  |  | NO SE ENCUENTRA
630 | S/E CAUQUENES | CGE TRANSMISIÓN S.A. | CAUQUENES | 743157.72 | 6016869.39 | 18H | 18 | H | S | -75 | -3983130.61 | -0.62592 | 6382922.6206 | 0.038095 | -0.94956 | -0.62366 | -1.1007 | -0.98144 | -1.7723 | 0.0050546 | 4.2582e-05 | 1.6741e-07 | -3968700.1288 | -0.0022608 | 3.2119e-06 | 0.038095 | -0.62818 | 0.038104 | 0.04706 | -0.62765 | -0.62766 | -35.9623 | -72.3037 | -72 | -18 | -13.201 | -35 | -57 | -44.353 | 35°57 ' 44,353 "S | 72°18 ' 13,201 " |  |  | NO SE ENCUENTRA
631 | S/E CHOCALAN | CGE TRANSMISIÓN S.A. | MELIPILLA | 295019.96 | 6265967.01 | 19H | 19 | H | S | -69 | -3734032.99 | -0.58678 | 6382137.9119 | -0.032118 | -0.92213 | -0.63944 | -1.0478 | -0.94574 | -1.724 | 0.0050546 | 4.2582e-05 | 1.6741e-07 | -3719995.3259 | -0.0021995 | 2.4104e-06 | -0.032118 | -0.58897 | -0.032123 | -0.038613 | -0.58863 | -0.58864 | -33.7265 | -71.2124 | -71 | -12 | -44.547 | -33 | -43 | -35.515 | 33°43 ' 35,515 "S | 71°12 ' 44,547 " |  |  | NO SE ENCUENTRA
632 | S/E CONSTITUCION | CGE TRANSMISIÓN S.A. | CONSTITUCIÓN | 190816.2 | 6081305.4 | 19H | 19 | H | S | -69 | -3918694.6 | -0.61579 | 6382717.4385 | -0.048441 | -0.94302 | -0.6284 | -1.0873 | -0.97258 | -1.7605 | 0.0050546 | 4.2582e-05 | 1.6741e-07 | -3904356.9144 | -0.0022463 | 5.2691e-06 | -0.048441 | -0.61804 | -0.04846 | -0.059389 | -0.61721 | -0.61721 | -35.3637 | -72.4027 | -72 | -24 | -9.779 | -35 | -21 | -49.323 | 35°21 ' 49,323 "S | 72°24 ' 9,779 " | -35.3636 | -72.4025
633 | S/E EL MAITEN | CGE TRANSMISIÓN S.A. | MELIPILLA | 297829.23 | 6271534.32 | 19H | 19 | H | S | -69 | -3728465.68 | -0.5859 | 6382120.6492 | -0.031678 | -0.92145 | -0.63971 | -1.0466 | -0.9449 | -1.7229 | 0.0050546 | 4.2582e-05 | 1.6741e-07 | -3714437.8379 | -0.002198 | 2.3476e-06 | -0.031678 | -0.5881 | -0.031683 | -0.038062 | -0.58776 | -0.58777 | -33.6769 | -71.1808 | -71 | -10 | -50.894 | -33 | -40 | -36.819 | 33°40 ' 36,819 "S | 71°10 ' 50,894 " |  |  | NO SE ENCUENTRA
634 | S/E EL MONTE | CGE TRANSMISIÓN S.A. | TALAGANTE | 317506.66 | 6268379.7 | 19H | 19 | H | S | -69 | -3731620.3 | -0.5864 | 6382130.4292 | -0.028594 | -0.92184 | -0.63956 | -1.0473 | -0.94538 | -1.7235 | 0.0050546 | 4.2582e-05 | 1.6741e-07 | -3717586.8869 | -0.0021989 | 1.9116e-06 | -0.028594 | -0.58859 | -0.028598 | -0.034371 | -0.58832 | -0.58833 | -33.7089 | -70.9693 | -70 | -58 | -9.512 | -33 | -42 | -32.015 | 33°42 ' 32,015 "S | 70°58 ' 9,512 " |  |  | NO SE ENCUENTRA
635 | S/E EL PAICO | CGE TRANSMISIÓN S.A. | EL MONTE | 309554.85 | 6269225.33 | 19H | 19 | H | S | -69 | -3730774.67 | -0.58626 | 6382127.8072 | -0.02984 | -0.92173 | -0.6396 | -1.0471 | -0.94525 | -1.7234 | 0.0050546 | 4.2582e-05 | 1.6741e-07 | -3716742.7488 | -0.0021986 | 2.0821e-06 | -0.02984 | -0.58846 | -0.029845 | -0.035865 | -0.58816 | -0.58817 | -33.6999 | -71.0549 | -71 | -3 | -17.601 | -33 | -41 | -59.544 | 33°41 ' 59,544 "S | 71°3 ' 17,601 " |  |  | NO SE ENCUENTRA
636 | S/E EL PEUMO | CGE TRANSMISIÓN S.A. | SAN PEDRO | 277773.5 | 6240170.06 | 19H | 19 | H | S | -69 | -3759829.94 | -0.59083 | 6382218.0676 | -0.03482 | -0.92524 | -0.63813 | -1.0534 | -0.94962 | -1.7294 | 0.0050546 | 4.2582e-05 | 1.6741e-07 | -3745747.3537 | -0.0022065 | 2.8178e-06 | -0.03482 | -0.59304 | -0.034827 | -0.041973 | -0.59263 | -0.59264 | -33.9555 | -71.4049 | -71 | -24 | -17.592 | -33 | -57 | -19.87 | 33°57 ' 19,87 "S | 71°24 ' 17,592 " |  |  | NO SE ENCUENTRA
637 | S/E HUALANE | CGE TRANSMISIÓN S.A. | HUALAÑÉ | 244531.72 | 6126135.57 | 19H | 19 | H | S | -69 | -3873864.43 | -0.60875 | 6382575.5552 | -0.040026 | -0.93824 | -0.63143 | -1.0779 | -0.96626 | -1.7521 | 0.0050546 | 4.2582e-05 | 1.6741e-07 | -3859594.9551 | -0.0022357 | 3.6332e-06 | -0.040026 | -0.61098 | -0.040037 | -0.048841 | -0.61042 | -0.61043 | -34.9751 | -71.7984 | -71 | -47 | -54.135 | -34 | -58 | -30.519 | 34°58 ' 30,519 "S | 71°47 ' 54,135 " |  |  | NO SE ENCUENTRA
638 | S/E HUALTE | CGE TRANSMISIÓN S.A. | NINHUE | 735571.01 | 5965319.64 | 18H | 18 | H | S | -75 | -4034680.36 | -0.63402 | 6383087.7791 | 0.036905 | -0.95452 | -0.61956 | -1.1113 | -0.98835 | -1.7813 | 0.0050546 | 4.2582e-05 | 1.6741e-07 | -4020180.1223 | -0.0022717 | 2.979e-06 | 0.036905 | -0.63629 | 0.036914 | 0.045863 | -0.63579 | -0.6358 | -36.4284 | -72.3722 | -72 | -22 | -20.049 | -36 | -25 | -42.411 | 36°25 ' 42,411 "S | 72°22 ' 20,049 " |  |  | NO SE ENCUENTRA
639 | S/E LA ESPERANZA | CGE TRANSMISIÓN S.A. | MARCHIGÜE | 264501.99 | 6198265.01 | 19H | 19 | H | S | -69 | -3801734.99 | -0.59741 | 6382348.8471 | -0.036898 | -0.93015 | -0.63584 | -1.0625 | -0.95583 | -1.7379 | 0.0050546 | 4.2582e-05 | 1.6741e-07 | -3787581.5045 | -0.0022176 | 3.1362e-06 | -0.036898 | -0.59963 | -0.036907 | -0.044676 | -0.59917 | -0.59917 | -34.3302 | -71.5598 | -71 | -33 | -35.117 | -34 | -19 | -48.661 | 34°19 ' 48,661 "S | 71°33 ' 35,117 " |  |  | NO SE ENCUENTRA
640 | S/E LA MANGA | CGE TRANSMISIÓN S.A. | SAN PEDRO | 262992.91 | 6243640.11 | 19H | 19 | H | S | -69 | -3756359.89 | -0.59028 | 6382207.2697 | -0.037136 | -0.92482 | -0.63831 | -1.0527 | -0.9491 | -1.7287 | 0.0050546 | 4.2582e-05 | 1.6741e-07 | -3742283.2899 | -0.0022056 | 3.2074e-06 | -0.037136 | -0.59249 | -0.037144 | -0.044746 | -0.59203 | -0.59203 | -33.921 | -71.5638 | -71 | -33 | -49.554 | -33 | -55 | -15.696 | 33°55 ' 15,696 "S | 71°33 ' 49,554 " |  |  | NO SE ENCUENTRA
641 | S/E LA VEGA | CGE TRANSMISIÓN S.A. | CHANCO | 730120.2 | 6026527.05 | 18H | 18 | H | S | -75 | -3973472.95 | -0.6244 | 6382891.7769 | 0.036053 | -0.94861 | -0.6244 | -1.0987 | -0.98013 | -1.7705 | 0.0050546 | 4.2582e-05 | 1.6741e-07 | -3959055.9814 | -0.0022587 | 2.883e-06 | 0.036053 | -0.62666 | 0.03606 | 0.04449 | -0.62619 | -0.6262 | -35.8785 | -72.4509 | -72 | -27 | -3.24 | -35 | -52 | -42.575 | 35°52 ' 42,575 "S | 72°27 ' 3,24 " |  |  | NO SE ENCUENTRA
642 | S/E LAS ARAÑAS | CGE TRANSMISIÓN S.A. | SAN PEDRO | 276879.88 | 6245429.09 | 19H | 19 | H | S | -69 | -3754570.91 | -0.59 | 6382201.7048 | -0.03496 | -0.92461 | -0.6384 | -1.0523 | -0.94883 | -1.7283 | 0.0050546 | 4.2582e-05 | 1.6741e-07 | -3740497.4029 | -0.0022051 | 2.8436e-06 | -0.03496 | -0.59221 | -0.034967 | -0.042118 | -0.5918 | -0.59181 | -33.9079 | -71.4132 | -71 | -24 | -47.563 | -33 | -54 | -28.588 | 33°54 ' 28,588 "S | 71°24 ' 47,563 " |  |  | NO SE ENCUENTRA
643 | S/E LEYDA | CGE TRANSMISIÓN S.A. | SAN ANTONIO | 271303.53 | 6277520.45 | 19H | 19 | H | S | -69 | -3722479.55 | -0.58496 | 6382102.1022 | -0.035834 | -0.92072 | -0.64 | -1.0453 | -0.94399 | -1.7216 | 0.0050546 | 4.2582e-05 | 1.6741e-07 | -3708462.319 | -0.0021963 | 3.0078e-06 | -0.035834 | -0.58716 | -0.035842 | -0.043025 | -0.58673 | -0.58674 | -33.6176 | -71.4652 | -71 | -27 | -54.641 | -33 | -37 | -3.267 | 33°37 ' 3,267 "S | 71°27 ' 54,641 " |  |  | NO SE ENCUENTRA
644 | S/E LICANTEN | CGE TRANSMISIÓN S.A. | LICANTÉN | 772370.3 | 6124421.18 | 18H | 18 | H | S | -75 | -3875578.82 | -0.60902 | 6382580.9676 | 0.042674 | -0.93842 | -0.63132 | -1.0782 | -0.9665 | -1.7524 | 0.0050546 | 4.2582e-05 | 1.6741e-07 | -3861306.6817 | -0.0022361 | 4.1283e-06 | 0.042674 | -0.61125 | 0.042687 | 0.052078 | -0.61062 | -0.61062 | -34.9862 | -72.0161 | -72 | 0 | -58.11 | -34 | -59 | -10.236 | 34°59 ' 10,236 "S | 72°0 ' 58,11 " |  |  | NO SE ENCUENTRA
645 | S/E LIHUEIMO | CGE TRANSMISIÓN S.A. | PALMILLA | 278891.28 | 6175255.17 | 19H | 19 | H | S | -69 | -3824744.83 | -0.60103 | 6382420.9522 | -0.034643 | -0.93278 | -0.6345 | -1.0674 | -0.95919 | -1.7425 | 0.0050546 | 4.2582e-05 | 1.6741e-07 | -3810553.5099 | -0.0022235 | 2.751e-06 | -0.034643 | -0.60325 | -0.03465 | -0.042052 | -0.60284 | -0.60285 | -34.5407 | -71.4094 | -71 | -24 | -33.919 | -34 | -32 | -26.441 | 34°32 ' 26,441 "S | 71°24 ' 33,919 " |  |  | NO SE ENCUENTRA
646 | S/E MANDINGA | CGE TRANSMISIÓN S.A. | MELIPILLA | 289108.57 | 6258893.75 | 19H | 19 | H | S | -69 | -3741106.25 | -0.58789 | 6382159.8626 | -0.033044 | -0.92299 | -0.63909 | -1.0494 | -0.94681 | -1.7255 | 0.0050546 | 4.2582e-05 | 1.6741e-07 | -3727056.1722 | -0.0022015 | 2.5477e-06 | -0.033044 | -0.59009 | -0.03305 | -0.039755 | -0.58972 | -0.58973 | -33.7891 | -71.2778 | -71 | -16 | -40.15 | -33 | -47 | -20.824 | 33°47 ' 20,824 "S | 71°16 ' 40,15 " |  |  | NO SE ENCUENTRA
647 | S/E MARCHIGÜE | CGE TRANSMISIÓN S.A. | MARCHIGÜE | 258820.46 | 6190177.39 | 19H | 19 | H | S | -69 | -3809822.61 | -0.59869 | 6382374.1675 | -0.037788 | -0.93108 | -0.63537 | -1.0642 | -0.95701 | -1.7395 | 0.0050546 | 4.2582e-05 | 1.6741e-07 | -3795655.7374 | -0.0022197 | 3.2836e-06 | -0.037788 | -0.6009 | -0.037797 | -0.045793 | -0.60042 | -0.60042 | -34.4017 | -71.6237 | -71 | -37 | -25.413 | -34 | -24 | -6.257 | 34°24 ' 6,257 "S | 71°37 ' 25,413 " |  |  | NO SE ENCUENTRA
648 | S/E NANCAGUA | CGE TRANSMISIÓN S.A. | NANCAGUA | 298191.14 | 6162799.01 | 19H | 19 | H | S | -69 | -3837200.99 | -0.60299 | 6382460.0711 | -0.031619 | -0.93419 | -0.63374 | -1.0701 | -0.961 | -1.745 | 0.0050546 | 4.2582e-05 | 1.6741e-07 | -3822989.5136 | -0.0022266 | 2.2855e-06 | -0.031619 | -0.60521 | -0.031625 | -0.038436 | -0.60487 | -0.60488 | -34.6569 | -71.2022 | -71 | -12 | -7.981 | -34 | -39 | -24.815 | 34°39 ' 24,815 "S | 71°12 ' 7,981 " |  |  | NO SE ENCUENTRA
649 | S/E PANIAHUE | CGE TRANSMISIÓN S.A. | SANTA CRUZ | 285056.42 | 6165301.64 | 19H | 19 | H | S | -69 | -3834698.36 | -0.60259 | 6382452.2068 | -0.033677 | -0.93391 | -0.6339 | -1.0695 | -0.96063 | -1.7445 | 0.0050546 | 4.2582e-05 | 1.6741e-07 | -3820490.9149 | -0.002226 | 2.5941e-06 | -0.033677 | -0.60482 | -0.033684 | -0.040925 | -0.60443 | -0.60444 | -34.6317 | -71.3448 | -71 | -20 | -41.316 | -34 | -37 | -54.016 | 34°37 ' 54,016 "S | 71°20 ' 41,316 " |  |  | NO SE ENCUENTRA
650 | S/E PARRONAL | CGE TRANSMISIÓN S.A. | HUALAÑÉ | 253161.06 | 6118110.78 | 19H | 19 | H | S | -69 | -3881889.22 | -0.61001 | 6382600.899 | -0.038674 | -0.93911 | -0.6309 | -1.0796 | -0.9674 | -1.7536 | 0.0050546 | 4.2582e-05 | 1.6741e-07 | -3867607.3158 | -0.0022376 | 3.3859e-06 | -0.038674 | -0.61225 | -0.038683 | -0.047234 | -0.61172 | -0.61173 | -35.0496 | -71.7063 | -71 | -42 | -22.763 | -35 | -2 | -58.442 | 35°2 ' 58,442 "S | 71°42 ' 22,763 " |  |  | NO SE ENCUENTRA
651 | S/E PLACILLA | CGE TRANSMISIÓN S.A. | PLACILLA | 304624.31 | 6164226.06 | 19H | 19 | H | S | -69 | -3835773.94 | -0.60276 | 6382455.5864 | -0.030611 | -0.93403 | -0.63383 | -1.0698 | -0.96079 | -1.7447 | 0.0050546 | 4.2582e-05 | 1.6741e-07 | -3821564.7612 | -0.0022263 | 2.1428e-06 | -0.030611 | -0.60499 | -0.030616 | -0.037206 | -0.60467 | -0.60467 | -34.6453 | -71.1317 | -71 | -7 | -54.228 | -34 | -38 | -43.01 | 34°38 ' 43,01 "S | 71°7 ' 54,228 " |  |  | NO SE ENCUENTRA
652 | S/E PORTEZUELO | CGE TRANSMISIÓN S.A. | MARCHIGÜE | 259639.49 | 6196194.39 | 19H | 19 | H | S | -69 | -3803805.61 | -0.59774 | 6382355.3273 | -0.03766 | -0.93039 | -0.63572 | -1.0629 | -0.95613 | -1.7383 | 0.0050546 | 4.2582e-05 | 1.6741e-07 | -3789648.6879 | -0.0022181 | 3.2656e-06 | -0.03766 | -0.59996 | -0.037669 | -0.045608 | -0.59947 | -0.59948 | -34.3477 | -71.6131 | -71 | -36 | -47.3 | -34 | -20 | -51.799 | 34°20 ' 51,799 "S | 71°36 ' 47,3 " |  |  | NO SE ENCUENTRA
653 | S/E QUELENTARO | CGE TRANSMISIÓN S.A. | LITUECHE | 261226.37 | 6230356.19 | 19H | 19 | H | S | -69 | -3769643.81 | -0.59237 | 6382248.6322 | -0.037412 | -0.9264 | -0.63761 | -1.0556 | -0.95108 | -1.7314 | 0.0050546 | 4.2582e-05 | 1.6741e-07 | -3755544.3891 | -0.0022092 | 3.2462e-06 | -0.037412 | -0.59458 | -0.037421 | -0.045143 | -0.59411 | -0.59412 | -34.0403 | -71.5865 | -71 | -35 | -11.335 | -34 | -2 | -25.124 | 34°2 ' 25,124 "S | 71°35 ' 11,335 " |  |  | NO SE ENCUENTRA
654 | S/E QUIRIHUE | CGE TRANSMISIÓN S.A. | QUIRIHUE | 720020.12 | 5976250.9217 | 19H | 19 | H | S | -69 | -4023749.0783 | -0.6323 | 6383052.6842 | 0.034469 | -0.95349 | -0.62045 | -1.109 | -0.9869 | -1.7794 | 0.0050546 | 4.2582e-05 | 1.6741e-07 | -4009263.2987 | -0.0022694 | 2.6053e-06 | 0.034469 | -0.63457 | 0.034476 | 0.042784 | -0.63413 | -0.63414 | -36.3337 | -66.5486 | -66 | -32 | -55.137 | -36 | -20 | -1.247 | 36°20 ' 1,247 "S | 66°32 ' 55,137 " |  |  | NO SE ENCUENTRA
655 | S/E RANGUILI | CGE TRANSMISIÓN S.A. | LOLOL | 248380.2 | 6138094.11 | 19H | 19 | H | S | -69 | -3861905.89 | -0.60687 | 6382537.8322 | -0.039423 | -0.93693 | -0.6322 | -1.0753 | -0.96455 | -1.7498 | 0.0050546 | 4.2582e-05 | 1.6741e-07 | -3847655.1141 | -0.0022328 | 3.5339e-06 | -0.039423 | -0.6091 | -0.039433 | -0.048043 | -0.60856 | -0.60857 | -34.8684 | -71.7527 | -71 | -45 | -9.565 | -34 | -52 | -6.226 | 34°52 ' 6,226 "S | 71°45 ' 9,565 " |  |  | NO SE ENCUENTRA
656 | S/E REGULADORA RAPEL | CGE TRANSMISIÓN S.A. | LITUECHE | 261450.25 | 6230477.7 | 19H | 19 | H | S | -69 | -3769522.3 | -0.59235 | 6382248.2535 | -0.037377 | -0.92639 | -0.63762 | -1.0555 | -0.95106 | -1.7314 | 0.0050546 | 4.2582e-05 | 1.6741e-07 | -3755423.0867 | -0.0022091 | 3.2402e-06 | -0.037377 | -0.59456 | -0.037386 | -0.0451 | -0.59409 | -0.5941 | -34.0393 | -71.584 | -71 | -35 | -2.493 | -34 | -2 | -21.366 | 34°2 ' 21,366 "S | 71°35 ' 2,493 " |  |  | NO SE ENCUENTRA
657 | S/E RETIRO | CGE TRANSMISIÓN S.A. | RETIRO | 251229.45 | 6008206.52 | 19H | 19 | H | S | -69 | -3991793.48 | -0.62728 | 6382950.3139 | -0.038974 | -0.95041 | -0.62299 | -1.1025 | -0.98261 | -1.7738 | 0.0050546 | 4.2582e-05 | 1.6741e-07 | -3977350.9971 | -0.0022627 | 3.3552e-06 | -0.038974 | -0.62954 | -0.038984 | -0.048193 | -0.62899 | -0.629 | -36.0389 | -71.7612 | -71 | -45 | -40.424 | -36 | -2 | -20.109 | 36°2 ' 20,109 "S | 71°45 ' 40,424 " |  |  | NO SE ENCUENTRA
658 | S/E SAN CARLOS | CGE TRANSMISIÓN S.A. | SAN CARLOS | 235459.64 | 5963860.32 | 19H | 19 | H | S | -69 | -4036139.68 | -0.63425 | 6383092.4671 | -0.041444 | -0.95465 | -0.61943 | -1.1116 | -0.98854 | -1.7815 | 0.0050546 | 4.2582e-05 | 1.6741e-07 | -4021637.5258 | -0.002272 | 3.7555e-06 | -0.041444 | -0.63652 | -0.041456 | -0.051505 | -0.63589 | -0.63589 | -36.434 | -71.951 | -71 | -57 | -3.763 | -36 | -26 | -2.545 | 36°26 ' 2,545 "S | 71°57 ' 3,763 " |  |  | NO SE ENCUENTRA
659 | S/E SAN CLEMENTE | CGE TRANSMISIÓN S.A. | SAN CLEMENTE | 266937.06 | 6064457.96 | 19H | 19 | H | S | -69 | -3935542.04 | -0.61844 | 6382770.9458 | -0.036514 | -0.94477 | -0.6272 | -1.0908 | -0.97492 | -1.7637 | 0.0050546 | 4.2582e-05 | 1.6741e-07 | -3921179.4933 | -0.0022502 | 2.9827e-06 | -0.036514 | -0.62069 | -0.036522 | -0.044867 | -0.62021 | -0.62022 | -35.5361 | -71.5707 | -71 | -34 | -14.405 | -35 | -32 | -10.119 | 35°32 ' 10,119 "S | 71°34 ' 14,405 " |  |  | NO SE ENCUENTRA
660 | S/E SAN JAVIER | CGE TRANSMISIÓN S.A. | SAN JAVIER DE LONCOMILLA | 254289.79 | 6058293.68 | 19H | 19 | H | S | -69 | -3941706.32 | -0.61941 | 6382790.5486 | -0.038496 | -0.9454 | -0.62676 | -1.0921 | -0.97577 | -1.7648 | 0.0050546 | 4.2582e-05 | 1.6741e-07 | -3927334.7827 | -0.0022516 | 3.3106e-06 | -0.038496 | -0.62166 | -0.038505 | -0.047332 | -0.62113 | -0.62114 | -35.5886 | -71.7119 | -71 | -42 | -42.846 | -35 | -35 | -18.994 | 35°35 ' 18,994 "S | 71°42 ' 42,846 " | -35.5887 | -71.7121 | si | SJavier066
661 | S/E SANTA ROSA (CGE) | CGE TRANSMISIÓN S.A. | SAN PEDRO | 286474.9599 | 6236583.0084 | 19H | 19 | H | S | -69 | -3763416.9916 | -0.59139 | 6382229.2347 | -0.033456 | -0.92566 | -0.63794 | -1.0542 | -0.95015 | -1.7301 | 0.0050546 | 4.2582e-05 | 1.6741e-07 | -3749328.2358 | -0.0022075 | 2.5994e-06 | -0.033456 | -0.5936 | -0.033462 | -0.040346 | -0.59322 | -0.59323 | -33.9896 | -71.3117 | -71 | -18 | -41.994 | -33 | -59 | -22.733 | 33°59 ' 22,733 "S | 71°18 ' 41,994 " | -33.9896 | -71.3117 | si | StaRosa110
662 | S/E VILLA PRAT | CGE TRANSMISIÓN S.A. | SAGRADA FAMILIA | 260003.18 | 6111275.68 | 19H | 19 | H | S | -69 | -3888724.32 | -0.61108 | 6382622.5042 | -0.037602 | -0.93984 | -0.63045 | -1.081 | -0.96837 | -1.7549 | 0.0050546 | 4.2582e-05 | 1.6741e-07 | -3874431.9046 | -0.0022393 | 3.196e-06 | -0.037602 | -0.61332 | -0.03761 | -0.045961 | -0.61283 | -0.61283 | -35.1128 | -71.6334 | -71 | -38 | -0.085 | -35 | -6 | -46.03 | 35°6 ' 46,03 "S | 71°38 ' 0,085 " |  |  | NO SE ENCUENTRA
669 | S/E SAN RAFAEL | CGE TRANSMISIÓN S.A. | SAN RAFAEL | 270093.2 | 6089592.55 | 19H | 19 | H | S | -69 | -3910407.45 | -0.61449 | 6382691.1556 | -0.03602 | -0.94215 | -0.62898 | -1.0856 | -0.97142 | -1.759 | 0.0050546 | 4.2582e-05 | 1.6741e-07 | -3896082.1485 | -0.0022444 | 2.9188e-06 | -0.03602 | -0.61674 | -0.036028 | -0.044136 | -0.61628 | -0.61628 | -35.3105 | -71.5288 | -71 | -31 | -43.665 | -35 | -18 | -37.689 | 35°18 ' 37,689 "S | 71°31 ' 43,665 " |  |  | NO SE ENCUENTRA
672 | S/E BAÑOS DEL TORO | COMPAÑÍA MINERA ZALDÍVAR LTDA | VICUÑA | 400862.27 | 6698733.69 | 19J | 19 | J | S | -69 | -3301266.31 | -0.51877 | 6380838.2971 | -0.015537 | -0.86116 | -0.64946 | -0.94935 | -0.87437 | -1.6206 | 0.0050546 | 4.2582e-05 | 1.6741e-07 | -3288123.8426 | -0.0020597 | 6.1346e-07 | -0.015537 | -0.52083 | -0.015537 | -0.017911 | -0.52076 | -0.52077 | -29.8379 | -70.0262 | -70 | -1 | -34.319 | -29 | -50 | -16.472 | 29°50 ' 16,472 "S | 70°1 ' 34,319 " |  |  | NO SE ENCUENTRA
674 | S/E ALONSO DE CORDOVA | SOCIEDAD TRANSMISORA METROPOLITANA II S.A. | LAS CONDES | 353436.57 | 6302594.35 | 19H | 19 | H | S | -69 | -3697405.65 | -0.58102 | 6382024.5783 | -0.022965 | -0.91762 | -0.64117 | -1.0398 | -0.94016 | -1.7163 | 0.0050546 | 4.2582e-05 | 1.6741e-07 | -3683433.431 | -0.0021893 | 1.2418e-06 | -0.022965 | -0.58321 | -0.022967 | -0.027508 | -0.58303 | -0.58304 | -33.406 | -70.5761 | -70 | -34 | -34.014 | -33 | -24 | -21.536 | 33°24 ' 21,536 "S | 70°34 ' 34,014 " |  |  | NO SE ENCUENTRA
675 | S/E ALTAMIRANO | SOCIEDAD TRANSMISORA METROPOLITANA II S.A. | RENCA | 343022.94 | 6301838.91 | 19H | 19 | H | S | -69 | -3698161.09 | -0.58114 | 6382026.9101 | -0.024597 | -0.91771 | -0.64114 | -1.04 | -0.94028 | -1.7164 | 0.0050546 | 4.2582e-05 | 1.6741e-07 | -3684187.5015 | -0.0021895 | 1.4243e-06 | -0.024597 | -0.58333 | -0.024599 | -0.029465 | -0.58313 | -0.58314 | -33.4113 | -70.6882 | -70 | -41 | -17.491 | -33 | -24 | -40.753 | 33°24 ' 40,753 "S | 70°41 ' 17,491 " | -33.4171 | -70.6897 | si | Renca110
676 | S/E ANDES (ENEL TRANSMISION) | SOCIEDAD TRANSMISORA METROPOLITANA II S.A. | LA REINA | 357273.996 | 6299520.0355 | 19H | 19 | H | S | -69 | -3700479.9645 | -0.5815 | 6382034.0692 | -0.022364 | -0.918 | -0.64103 | -1.0405 | -0.94063 | -1.7169 | 0.0050546 | 4.2582e-05 | 1.6741e-07 | -3686502.1775 | -0.0021902 | 1.1769e-06 | -0.022364 | -0.58369 | -0.022366 | -0.026797 | -0.58353 | -0.58354 | -33.4342 | -70.5353 | -70 | -32 | -7.256 | -33 | -26 | -3.188 | 33°26 ' 3,188 "S | 70°32 ' 7,256 " | -24.0171 | -68.5823 | no coincide | Andes220/Andes345
677 | S/E APOQUINDO | SOCIEDAD TRANSMISORA METROPOLITANA II S.A. | LAS CONDES | 354542 | 6302188.0134 | 19H | 19 | H | S | -69 | -3697811.9866 | -0.58108 | 6382025.8325 | -0.022792 | -0.91767 | -0.64115 | -1.0399 | -0.94023 | -1.7164 | 0.0050546 | 4.2582e-05 | 1.6741e-07 | -3683839.0309 | -0.0021894 | 1.223e-06 | -0.022792 | -0.58327 | -0.022794 | -0.027302 | -0.5831 | -0.58311 | -33.4098 | -70.5643 | -70 | -33 | -51.469 | -33 | -24 | -35.266 | 33°24 ' 35,266 "S | 70°33 ' 51,469 " | -33.4098 | -70.5643 | si | Apoquindo110
678 | S/E BATUCO | SOCIEDAD TRANSMISORA METROPOLITANA II S.A. | COLINA | 338792.9 | 6317708.03 | 19H | 19 | H | S | -69 | -3682291.97 | -0.57864 | 6381977.9782 | -0.02526 | -0.91572 | -0.64184 | -1.0365 | -0.93784 | -1.713 | 0.0050546 | 4.2582e-05 | 1.6741e-07 | -3668347.3227 | -0.002185 | 1.507e-06 | -0.02526 | -0.58083 | -0.025262 | -0.030209 | -0.58062 | -0.58063 | -33.2676 | -70.7308 | -70 | -43 | -50.997 | -33 | -16 | -3.435 | 33°16 ' 3,435 "S | 70°43 ' 50,997 " |  |  | NO SE ENCUENTRA
679 | S/E BRASIL | SOCIEDAD TRANSMISORA METROPOLITANA II S.A. | SANTIAGO | 345345.67 | 6299650.61 | 19H | 19 | H | S | -69 | -3700349.39 | -0.58148 | 6382033.6661 | -0.024233 | -0.91798 | -0.64104 | -1.0405 | -0.94061 | -1.7169 | 0.0050546 | 4.2582e-05 | 1.6741e-07 | -3686371.8392 | -0.0021901 | 1.3818e-06 | -0.024233 | -0.58367 | -0.024235 | -0.029035 | -0.58348 | -0.58349 | -33.4314 | -70.6636 | -70 | -39 | -48.953 | -33 | -25 | -52.994 | 33°25 ' 52,994 "S | 70°39 ' 48,953 " |  |  | NO SE ENCUENTRA
680 | S/E BUIN (ENEL TRANSMISION) | SOCIEDAD TRANSMISORA METROPOLITANA II S.A. | BUIN | 343183.73 | 6268624.42 | 19H | 19 | H | S | -69 | -3731375.58 | -0.58636 | 6382129.6704 | -0.024571 | -0.92181 | -0.63957 | -1.0473 | -0.94534 | -1.7235 | 0.0050546 | 4.2582e-05 | 1.6741e-07 | -3717342.5985 | -0.0021988 | 1.4116e-06 | -0.024571 | -0.58856 | -0.024574 | -0.029536 | -0.58836 | -0.58836 | -33.7108 | -70.6923 | -70 | -41 | -32.263 | -33 | -42 | -38.856 | 33°42 ' 38,856 "S | 70°41 ' 32,263 " | -33.7101 | -70.6911 | si | Buin110
681 | S/E CALEU | SOCIEDAD TRANSMISORA METROPOLITANA II S.A. | TILTIL | 316725.04 | 6347434.4 | 19H | 19 | H | S | -69 | -3652565.6 | -0.57397 | 6381886.6098 | -0.028718 | -0.91192 | -0.64307 | -1.0299 | -0.93322 | -1.7065 | 0.0050546 | 4.2582e-05 | 1.6741e-07 | -3638676.1446 | -0.0021764 | 1.9598e-06 | -0.028718 | -0.57615 | -0.028722 | -0.034238 | -0.57588 | -0.57589 | -32.9961 | -70.9617 | -70 | -57 | -42.059 | -32 | -59 | -46.025 | 32°59 ' 46,025 "S | 70°57 ' 42,059 " |  |  | NO SE ENCUENTRA
682 | S/E CARRASCAL | SOCIEDAD TRANSMISORA METROPOLITANA II S.A. | QUINTA NORMAL | 343169.98 | 6300711.69 | 19H | 19 | H | S | -69 | -3699288.31 | -0.58132 | 6382030.3899 | -0.024574 | -0.91785 | -0.64108 | -1.0402 | -0.94045 | -1.7167 | 0.0050546 | 4.2582e-05 | 1.6741e-07 | -3685312.6796 | -0.0021898 | 1.4213e-06 | -0.024574 | -0.58351 | -0.024576 | -0.02944 | -0.58331 | -0.58332 | -33.4215 | -70.6868 | -70 | -41 | -12.508 | -33 | -25 | -17.416 | 33°25 ' 17,416 "S | 70°41 ' 12,508 " |  |  | NO SE ENCUENTRA
683 | S/E CHACABUCO | SOCIEDAD TRANSMISORA METROPOLITANA II S.A. | QUILICURA | 340754 | 6310340.0138 | 19H | 19 | H | S | -69 | -3689659.9862 | -0.5798 | 6382000.6839 | -0.024952 | -0.91665 | -0.64152 | -1.0381 | -0.93897 | -1.7146 | 0.0050546 | 4.2582e-05 | 1.6741e-07 | -3675701.8563 | -0.0021871 | 1.4683e-06 | -0.024952 | -0.58199 | -0.024955 | -0.029864 | -0.58178 | -0.58179 | -33.3343 | -70.7111 | -70 | -42 | -39.895 | -33 | -20 | -3.63 | 33°20 ' 3,63 "S | 70°42 ' 39,895 " |  |  | NO SE ENCUENTRA
684 | S/E CHENA | SOCIEDAD TRANSMISORA METROPOLITANA II S.A. | SAN BERNARDO | 339706.48 | 6288990.69 | 19H | 19 | H | S | -69 | -3711009.31 | -0.58316 | 6382066.6055 | -0.025116 | -0.91931 | -0.64055 | -1.0428 | -0.94224 | -1.7192 | 0.0050546 | 4.2582e-05 | 1.6741e-07 | -3697012.5569 | -0.0021931 | 1.4811e-06 | -0.025116 | -0.58535 | -0.025119 | -0.030127 | -0.58514 | -0.58515 | -33.5267 | -70.7261 | -70 | -43 | -34.104 | -33 | -31 | -35.991 | 33°31 ' 35,991 "S | 70°43 ' 34,104 " | -33.5261 | -70.7251 | si | Chena110/Chena220
685 | S/E CLUB HIPICO | SOCIEDAD TRANSMISORA METROPOLITANA II S.A. | SANTIAGO | 345283 | 6295040.0137 | 19H | 19 | H | S | -69 | -3704959.9863 | -0.58221 | 6382047.907 | -0.024243 | -0.91856 | -0.64083 | -1.0415 | -0.94132 | -1.7179 | 0.0050546 | 4.2582e-05 | 1.6741e-07 | -3690974.11 | -0.0021914 | 1.3816e-06 | -0.024243 | -0.5844 | -0.024245 | -0.029061 | -0.5842 | -0.58421 | -33.4729 | -70.6651 | -70 | -39 | -54.239 | -33 | -28 | -22.608 | 33°28 ' 22,608 "S | 70°39 ' 54,239 " |  |  | NO SE ENCUENTRA
686 | S/E CURACAVI | SOCIEDAD TRANSMISORA METROPOLITANA II S.A. | CURACAVÍ | 310036.49 | 6299888.66 | 19H | 19 | H | S | -69 | -3700111.34 | -0.58144 | 6382032.931 | -0.029765 | -0.91795 | -0.64105 | -1.0404 | -0.94058 | -1.7169 | 0.0050546 | 4.2582e-05 | 1.6741e-07 | -3686134.2199 | -0.0021901 | 2.0849e-06 | -0.029765 | -0.58363 | -0.02977 | -0.03566 | -0.58334 | -0.58335 | -33.4236 | -71.0432 | -71 | -2 | -35.424 | -33 | -25 | -24.841 | 33°25 ' 24,841 "S | 71°2 ' 35,424 " |  |  | NO SE ENCUENTRA
687 | S/E EL MANZANO (ENEL TRANSMISION) | SOCIEDAD TRANSMISORA METROPOLITANA II S.A. | TILTIL | 332830.22 | 6329663.53 | 19H | 19 | H | S | -69 | -3670336.47 | -0.57677 | 6381941.1851 | -0.026194 | -0.9142 | -0.64235 | -1.0339 | -0.93599 | -1.7104 | 0.0050546 | 4.2582e-05 | 1.6741e-07 | -3656413.8668 | -0.0021816 | 1.6246e-06 | -0.026194 | -0.57895 | -0.026197 | -0.031287 | -0.57872 | -0.57873 | -33.1589 | -70.7926 | -70 | -47 | -33.452 | -33 | -9 | -32.137 | 33°9 ' 32,137 "S | 70°47 ' 33,452 " |  |  | NO SE ENCUENTRA
688 | S/E EL SALTO | SOCIEDAD TRANSMISORA METROPOLITANA II S.A. | HUECHURABA | 348473.05 | 6307715.54 | 19H | 19 | H | S | -69 | -3692284.46 | -0.58021 | 6382008.7772 | -0.023743 | -0.91697 | -0.6414 | -1.0387 | -0.93938 | -1.7152 | 0.0050546 | 4.2582e-05 | 1.6741e-07 | -3678321.5465 | -0.0021879 | 1.3287e-06 | -0.023743 | -0.5824 | -0.023745 | -0.028425 | -0.58222 | -0.58223 | -33.3591 | -70.6286 | -70 | -37 | -43.003 | -33 | -21 | -32.829 | 33°21 ' 32,829 "S | 70°37 ' 43,003 " | -33.3581 | -70.6286 | si | ElSalto110
689 | S/E FLORIDA | SOCIEDAD TRANSMISORA METROPOLITANA II S.A. | LA FLORIDA | 356575.61 | 6286975.72 | 19H | 19 | H | S | -69 | -3713024.28 | -0.58347 | 6382072.8372 | -0.022473 | -0.91956 | -0.64045 | -1.0433 | -0.94255 | -1.7196 | 0.0050546 | 4.2582e-05 | 1.6741e-07 | -3699023.9157 | -0.0021937 | 1.1853e-06 | -0.022473 | -0.58567 | -0.022475 | -0.026963 | -0.5855 | -0.58551 | -33.5472 | -70.5449 | -70 | -32 | -41.521 | -33 | -32 | -50.028 | 33°32 ' 50,028 "S | 70°32 ' 41,521 " | -33.547 | -70.5445 | si | Florida110
690 | S/E LA CISTERNA | SOCIEDAD TRANSMISORA METROPOLITANA II S.A. | LA CISTERNA | 345111 | 6289423.0136 | 19H | 19 | H | S | -69 | -3710576.9864 | -0.58309 | 6382065.2687 | -0.024269 | -0.91925 | -0.64057 | -1.0427 | -0.94218 | -1.7191 | 0.0050546 | 4.2582e-05 | 1.6741e-07 | -3696581.0089 | -0.002193 | 1.3831e-06 | -0.024269 | -0.58528 | -0.024272 | -0.02911 | -0.58509 | -0.5851 | -33.5236 | -70.6679 | -70 | -40 | -4.396 | -33 | -31 | -24.83 | 33°31 ' 24,83 "S | 70°40 ' 4,396 "
691 | S/E LA DEHESA | SOCIEDAD TRANSMISORA METROPOLITANA II S.A. | LO BARNECHEA | 353789.33 | 6309402.19 | 19H | 19 | H | S | -69 | -3690597.81 | -0.57995 | 6382003.5756 | -0.02291 | -0.91676 | -0.64147 | -1.0383 | -0.93912 | -1.7148 | 0.0050546 | 4.2582e-05 | 1.6741e-07 | -3676637.9695 | -0.0021874 | 1.2376e-06 | -0.02291 | -0.58214 | -0.022912 | -0.027423 | -0.58196 | -0.58197 | -33.3446 | -70.5712 | -70 | -34 | -16.386 | -33 | -20 | -40.732 | 33°20 ' 40,732 "S | 70°34 ' 16,386 "
692 | S/E LA PINTANA | SOCIEDAD TRANSMISORA METROPOLITANA II S.A. | PUENTE ALTO | 350061 | 6279050.0136 | 19H | 19 | H | S | -69 | -3720949.9864 | -0.58472 | 6382097.3655 | -0.023494 | -0.92053 | -0.64008 | -1.045 | -0.94376 | -1.7213 | 0.0050546 | 4.2582e-05 | 1.6741e-07 | -3706935.4751 | -0.0021959 | 1.2933e-06 | -0.023494 | -0.58692 | -0.023496 | -0.028211 | -0.58673 | -0.58674 | -33.6178 | -70.6163 | -70 | -36 | -58.845 | -33 | -37 | -4.053 | 33°37 ' 4,053 "S | 70°36 ' 58,845 " | -33.6198 | -70.5666 | si | PAltoCmpc110
693 | S/E LA REINA | SOCIEDAD TRANSMISORA METROPOLITANA II S.A. | PEÑALOLÉN | 354566.6 | 6296384.6 | 19H | 19 | H | S | -69 | -3703615.4 | -0.582 | 6382043.753 | -0.022788 | -0.91839 | -0.64089 | -1.0412 | -0.94111 | -1.7176 | 0.0050546 | 4.2582e-05 | 1.6741e-07 | -3689631.9485 | -0.0021911 | 1.2211e-06 | -0.022788 | -0.58419 | -0.02279 | -0.027314 | -0.58401 | -0.58402 | -33.4621 | -70.565 | -70 | -33 | -53.898 | -33 | -27 | -43.651 | 33°27 ' 43,651 "S | 70°33 ' 53,898 "
694 | S/E LAMPA | SOCIEDAD TRANSMISORA METROPOLITANA II S.A. | LAMPA | 336393.77 | 6311973.75 | 19H | 19 | H | S | -69 | -3688026.25 | -0.57955 | 6381995.6472 | -0.025636 | -0.91644 | -0.64159 | -1.0378 | -0.93872 | -1.7143 | 0.0050546 | 4.2582e-05 | 1.6741e-07 | -3674071.1028 | -0.0021866 | 1.5504e-06 | -0.025636 | -0.58173 | -0.025638 | -0.030676 | -0.58152 | -0.58153 | -33.319 | -70.7576 | -70 | -45 | -27.422 | -33 | -19 | -8.249 | 33°19 ' 8,249 "S | 70°45 ' 27,422 "
695 | S/E LAS ACACIAS | SOCIEDAD TRANSMISORA METROPOLITANA II S.A. | SAN BERNARDO | 339799.26 | 6285281.58 | 19H | 19 | H | S | -69 | -3714718.42 | -0.58374 | 6382078.078 | -0.025102 | -0.91976 | -0.64037 | -1.0436 | -0.94281 | -1.72 | 0.0050546 | 4.2582e-05 | 1.6741e-07 | -3700715.0241 | -0.0021942 | 1.4783e-06 | -0.025102 | -0.58593 | -0.025104 | -0.030121 | -0.58573 | -0.58573 | -33.5601 | -70.7258 | -70 | -43 | -32.902 | -33 | -33 | -36.423 | 33°33 ' 36,423 "S | 70°43 ' 32,902 "
696 | S/E LO AGUIRRE | SOCIEDAD TRANSMISORA METROPOLITANA II S.A. | PUDAHUEL | 322651.31 | 6297406.76 | 19H | 19 | H | S | -69 | -3702593.24 | -0.58183 | 6382040.5956 | -0.027789 | -0.91826 | -0.64093 | -1.041 | -0.94096 | -1.7174 | 0.0050546 | 4.2582e-05 | 1.6741e-07 | -3688611.6336 | -0.0021908 | 1.8163e-06 | -0.027789 | -0.58403 | -0.027792 | -0.033302 | -0.58377 | -0.58378 | -33.4481 | -70.9081 | -70 | -54 | -28.984 | -33 | -26 | -53.163 | 33°26 ' 53,163 "S | 70°54 ' 28,984 " | -33.4401 | -70.8977 | si | LoAguirre220/LoAguirre500
697 | S/E LO BOZA | SOCIEDAD TRANSMISORA METROPOLITANA II S.A. | RENCA | 336803.9999 | 6304210.0139 | 19H | 19 | H | S | -69 | -3695789.9861 | -0.58077 | 6382019.5921 | -0.025571 | -0.91741 | -0.64124 | -1.0395 | -0.93991 | -1.7159 | 0.0050546 | 4.2582e-05 | 1.6741e-07 | -3681820.6988 | -0.0021889 | 1.5401e-06 | -0.025571 | -0.58295 | -0.025574 | -0.030624 | -0.58274 | -0.58275 | -33.389 | -70.7546 | -70 | -45 | -16.618 | -33 | -23 | -20.455 | 33°23 ' 20,455 "S | 70°45 ' 16,618 "
698 | TAP OFF LO ESPEJO | SOCIEDAD TRANSMISORA METROPOLITANA II S.A. | SAN BERNARDO | 341084.74 | 6288579.22 | 19H | 19 | H | S | -69 | -3711420.78 | -0.58322 | 6382067.8779 | -0.0249 | -0.91936 | -0.64053 | -1.0429 | -0.94231 | -1.7193 | 0.0050546 | 4.2582e-05 | 1.6741e-07 | -3697423.289 | -0.0021933 | 1.4557e-06 | -0.0249 | -0.58542 | -0.024903 | -0.029869 | -0.58521 | -0.58522 | -33.5306 | -70.7114 | -70 | -42 | -40.957 | -33 | -31 | -50.087 | 33°31 ' 50,087 "S | 70°42 ' 40,957 " | -33.5305 | -70.7119 | si | LoEspejo110
699 | S/E LO PRADO | SOCIEDAD TRANSMISORA METROPOLITANA II S.A. | PUDAHUEL | 322506.65 | 6296448.53 | 19H | 19 | H | S | -69 | -3703551.47 | -0.58199 | 6382043.5555 | -0.027811 | -0.91838 | -0.64089 | -1.0412 | -0.9411 | -1.7176 | 0.0050546 | 4.2582e-05 | 1.6741e-07 | -3689568.1338 | -0.002191 | 1.8189e-06 | -0.027811 | -0.58418 | -0.027815 | -0.033332 | -0.58392 | -0.58393 | -33.4567 | -70.9098 | -70 | -54 | -35.266 | -33 | -27 | -24.174 | 33°27 ' 24,174 "S | 70°54 ' 35,266 "
700 | S/E LO VALLEDOR | SOCIEDAD TRANSMISORA METROPOLITANA II S.A. | ESTACIÓN CENTRAL | 343085.26 | 6294751.6 | 19H | 19 | H | S | -69 | -3705248.4 | -0.58225 | 6382048.7982 | -0.024587 | -0.91859 | -0.64081 | -1.0415 | -0.94136 | -1.718 | 0.0050546 | 4.2582e-05 | 1.6741e-07 | -3691262.0039 | -0.0021915 | 1.4211e-06 | -0.024587 | -0.58444 | -0.024589 | -0.029474 | -0.58424 | -0.58425 | -33.4752 | -70.6888 | -70 | -41 | -19.536 | -33 | -28 | -30.818 | 33°28 ' 30,818 "S | 70°41 ' 19,536 "
701 | S/E LORD COCHRANE | SOCIEDAD TRANSMISORA METROPOLITANA II S.A. | SANTIAGO | 346184 | 6298027.0135 | 19H | 19 | H | S | -69 | -3701972.9865 | -0.58174 | 6382038.6799 | -0.024101 | -0.91819 | -0.64096 | -1.0408 | -0.94086 | -1.7173 | 0.0050546 | 4.2582e-05 | 1.6741e-07 | -3687992.5004 | -0.0021906 | 1.3664e-06 | -0.024101 | -0.58393 | -0.024104 | -0.028883 | -0.58374 | -0.58375 | -33.4461 | -70.6549 | -70 | -39 | -17.501 | -33 | -26 | -46.126 | 33°26 ' 46,126 "S | 70°39 ' 17,501 "
702 | S/E LOS ALMENDROS | SOCIEDAD TRANSMISORA METROPOLITANA II S.A. | LAS CONDES | 359764.5 | 6300276.15 | 19H | 19 | H | S | -69 | -3699723.85 | -0.58138 | 6382031.7346 | -0.021973 | -0.9179 | -0.64107 | -1.0403 | -0.94052 | -1.7168 | 0.0050546 | 4.2582e-05 | 1.6741e-07 | -3685747.4312 | -0.00219 | 1.1363e-06 | -0.021973 | -0.58357 | -0.021975 | -0.026327 | -0.58341 | -0.58342 | -33.4277 | -70.5084 | -70 | -30 | -30.413 | -33 | -25 | -39.829 | 33°25 ' 39,829 "S | 70°30 ' 30,413 " | -33.4267 | -70.5078 | si | Almendros110/Almendros220
703 | S/E LOS DOMINICOS | SOCIEDAD TRANSMISORA METROPOLITANA II S.A. | LAS CONDES | 358956.92 | 6304192.11 | 19H | 19 | H | S | -69 | -3695807.89 | -0.58077 | 6382019.6473 | -0.0221 | -0.91742 | -0.64124 | -1.0395 | -0.93992 | -1.7159 | 0.0050546 | 4.2582e-05 | 1.6741e-07 | -3681838.5701 | -0.0021889 | 1.1504e-06 | -0.0221 | -0.58296 | -0.022102 | -0.026468 | -0.5828 | -0.58281 | -33.3923 | -70.5165 | -70 | -30 | -59.466 | -33 | -23 | -32.336 | 33°23 ' 32,336 "S | 70°30 ' 59,466 "
704 | S/E MACUL | SOCIEDAD TRANSMISORA METROPOLITANA II S.A. | PEÑALOLÉN | 353758.67 | 6291481 | 19H | 19 | H | S | -69 | -3708519 | -0.58277 | 6382058.9061 | -0.022914 | -0.919 | -0.64066 | -1.0423 | -0.94186 | -1.7186 | 0.0050546 | 4.2582e-05 | 1.6741e-07 | -3694526.7181 | -0.0021924 | 1.2335e-06 | -0.022914 | -0.58496 | -0.022916 | -0.02748 | -0.58478 | -0.58479 | -33.5062 | -70.5745 | -70 | -34 | -28.066 | -33 | -30 | -22.419 | 33°30 ' 22,419 "S | 70°34 ' 28,066 "
705 | S/E MAIPU | SOCIEDAD TRANSMISORA METROPOLITANA II S.A. | MAIPÚ | 339060.12 | 6290235.73 | 19H | 19 | H | S | -69 | -3709764.27 | -0.58296 | 6382062.7558 | -0.025218 | -0.91915 | -0.6406 | -1.0425 | -0.94205 | -1.7189 | 0.0050546 | 4.2582e-05 | 1.6741e-07 | -3695769.7512 | -0.0021928 | 1.4935e-06 | -0.025218 | -0.58515 | -0.02522 | -0.030244 | -0.58494 | -0.58495 | -33.5153 | -70.7329 | -70 | -43 | -58.345 | -33 | -30 | -55.232 | 33°30 ' 55,232 "S | 70°43 ' 58,345 "
706 | S/E MALLOCO | SOCIEDAD TRANSMISORA METROPOLITANA II S.A. | PEÑAFLOR | 327605.18 | 6279587.12 | 19H | 19 | H | S | -69 | -3720412.88 | -0.58463 | 6382095.7025 | -0.027012 | -0.92047 | -0.6401 | -1.0449 | -0.94368 | -1.7212 | 0.0050546 | 4.2582e-05 | 1.6741e-07 | -3706399.3245 | -0.0021958 | 1.7099e-06 | -0.027012 | -0.58683 | -0.027016 | -0.032432 | -0.58659 | -0.5866 | -33.6096 | -70.8582 | -70 | -51 | -29.564 | -33 | -36 | -34.384 | 33°36 ' 34,384 "S | 70°51 ' 29,564 "
707 | S/E MOVIL | SOCIEDAD TRANSMISORA METROPOLITANA II S.A. | ESTACIÓN CENTRAL | 345054.43 | 6294335.54 | 19H | 19 | H | S | -69 | -3705664.46 | -0.58232 | 6382050.0838 | -0.024278 | -0.91864 | -0.64079 | -1.0416 | -0.94143 | -1.718 | 0.0050546 | 4.2582e-05 | 1.6741e-07 | -3691677.3143 | -0.0021916 | 1.3855e-06 | -0.024278 | -0.58451 | -0.024281 | -0.029106 | -0.58431 | -0.58432 | -33.4793 | -70.6676 | -70 | -40 | -3.529 | -33 | -28 | -45.354 | 33°28 ' 45,354 "S | 70°40 ' 3,529 "
708 | S/E OCHAGAVIA | SOCIEDAD TRANSMISORA METROPOLITANA II S.A. | PEDRO AGUIRRE CERDA | 345054.43 | 6294335.54 | 19H | 19 | H | S | -69 | -3705664.46 | -0.58232 | 6382050.0838 | -0.024278 | -0.91864 | -0.64079 | -1.0416 | -0.94143 | -1.718 | 0.0050546 | 4.2582e-05 | 1.6741e-07 | -3691677.3143 | -0.0021916 | 1.3855e-06 | -0.024278 | -0.58451 | -0.024281 | -0.029106 | -0.58431 | -0.58432 | -33.4793 | -70.6676 | -70 | -40 | -3.529 | -33 | -28 | -45.354 | 33°28 ' 45,354 "S | 70°40 ' 3,529 " | -33.4797 | -70.6671 | si | Ochagavia110
709 | S/E PAJARITOS | SOCIEDAD TRANSMISORA METROPOLITANA II S.A. | MAIPÚ | 337662.52 | 6292878.2 | 19H | 19 | H | S | -69 | -3707121.8 | -0.58255 | 6382054.5874 | -0.025437 | -0.91882 | -0.64073 | -1.042 | -0.94165 | -1.7184 | 0.0050546 | 4.2582e-05 | 1.6741e-07 | -3693132.0306 | -0.002192 | 1.5204e-06 | -0.025437 | -0.58474 | -0.025439 | -0.030499 | -0.58452 | -0.58453 | -33.4913 | -70.7474 | -70 | -44 | -50.773 | -33 | -29 | -28.708 | 33°29 ' 28,708 "S | 70°44 ' 50,773 "
710 | S/E PANAMERICANA | SOCIEDAD TRANSMISORA METROPOLITANA II S.A. | SAN BERNARDO | 341109.13 | 6288616.62 | 19H | 19 | H | S | -69 | -3711383.38 | -0.58322 | 6382067.7623 | -0.024896 | -0.91935 | -0.64053 | -1.0429 | -0.9423 | -1.7193 | 0.0050546 | 4.2582e-05 | 1.6741e-07 | -3697385.956 | -0.0021932 | 1.4552e-06 | -0.024896 | -0.58541 | -0.024899 | -0.029864 | -0.5852 | -0.58521 | -33.5302 | -70.7111 | -70 | -42 | -39.988 | -33 | -31 | -48.886 | 33°31 ' 48,886 "S | 70°42 ' 39,988 "
711 | S/E POLPAICO (ENEL TRANSMISION) | SOCIEDAD TRANSMISORA METROPOLITANA II S.A. | TILTIL | 329572.38 | 6334037.52 | 19H | 19 | H | S | -69 | -3665962.48 | -0.57608 | 6381927.7396 | -0.026705 | -0.91364 | -0.64253 | -1.0329 | -0.93531 | -1.7095 | 0.0050546 | 4.2582e-05 | 1.6741e-07 | -3652047.9934 | -0.0021803 | 1.69e-06 | -0.026705 | -0.57826 | -0.026708 | -0.031882 | -0.57803 | -0.57804 | -33.119 | -70.8267 | -70 | -49 | -36.22 | -33 | -7 | -8.346 | 33°7 ' 8,346 "S | 70°49 ' 36,22 "
712 | S/E PUDAHUEL | SOCIEDAD TRANSMISORA METROPOLITANA II S.A. | CERRO NAVIA | 339237.9 | 6300672.34 | 19H | 19 | H | S | -69 | -3699327.66 | -0.58132 | 6382030.5114 | -0.02519 | -0.91786 | -0.64108 | -1.0402 | -0.94046 | -1.7167 | 0.0050546 | 4.2582e-05 | 1.6741e-07 | -3685351.9584 | -0.0021899 | 1.4934e-06 | -0.02519 | -0.58351 | -0.025192 | -0.030178 | -0.5833 | -0.58331 | -33.4213 | -70.7291 | -70 | -43 | -44.725 | -33 | -25 | -16.597 | 33°25 ' 16,597 "S | 70°43 ' 44,725 "
713 | S/E QUILICURA | SOCIEDAD TRANSMISORA METROPOLITANA II S.A. | QUILICURA | 341953 | 6306310.0137 | 19H | 19 | H | S | -69 | -3693689.9863 | -0.58044 | 6382013.1127 | -0.024764 | -0.91715 | -0.64134 | -1.039 | -0.93959 | -1.7155 | 0.0050546 | 4.2582e-05 | 1.6741e-07 | -3679724.5151 | -0.0021883 | 1.4451e-06 | -0.024764 | -0.58262 | -0.024767 | -0.029652 | -0.58242 | -0.58243 | -33.3709 | -70.6989 | -70 | -41 | -56.074 | -33 | -22 | -15.068 | 33°22 ' 15,068 "S | 70°41 ' 56,074 "
714 | S/E RECOLETA | SOCIEDAD TRANSMISORA METROPOLITANA II S.A. | HUECHURABA | 347546.42 | 6305108.38 | 19H | 19 | H | S | -69 | -3694891.62 | -0.58062 | 6382016.82 | -0.023888 | -0.9173 | -0.64128 | -1.0393 | -0.93978 | -1.7157 | 0.0050546 | 4.2582e-05 | 1.6741e-07 | -3680923.9644 | -0.0021886 | 1.3443e-06 | -0.023888 | -0.58281 | -0.02389 | -0.028606 | -0.58263 | -0.58263 | -33.3825 | -70.639 | -70 | -38 | -20.431 | -33 | -22 | -56.981 | 33°22 ' 56,981 "S | 70°38 ' 20,431 "
715 | S/E RENCA | SOCIEDAD TRANSMISORA METROPOLITANA II S.A. | RENCA | 342923.94 | 6301187.45 | 19H | 19 | H | S | -69 | -3698812.55 | -0.58124 | 6382028.9211 | -0.024612 | -0.91779 | -0.64111 | -1.0401 | -0.94038 | -1.7166 | 0.0050546 | 4.2582e-05 | 1.6741e-07 | -3684837.7812 | -0.0021897 | 1.4259e-06 | -0.024612 | -0.58343 | -0.024615 | -0.029485 | -0.58323 | -0.58324 | -33.4172 | -70.6894 | -70 | -41 | -21.732 | -33 | -25 | -1.845 | 33°25 ' 1,845 "S | 70°41 ' 21,732 "
716 | S/E RUNGUE | SOCIEDAD TRANSMISORA METROPOLITANA II S.A. | TILTIL | 322687.37 | 6346150.01 | 19H | 19 | H | S | -69 | -3653849.99 | -0.57418 | 6381890.5496 | -0.027784 | -0.91209 | -0.64302 | -1.0302 | -0.93342 | -1.7068 | 0.0050546 | 4.2582e-05 | 1.6741e-07 | -3639958.1236 | -0.0021768 | 1.8339e-06 | -0.027784 | -0.57635 | -0.027787 | -0.033129 | -0.5761 | -0.57611 | -33.0087 | -70.8981 | -70 | -53 | -53.319 | -33 | 0 | -31.261 | 33°0 ' 31,261 "S | 70°53 ' 53,319 "
717 | S/E SAN BERNARDO | SOCIEDAD TRANSMISORA METROPOLITANA II S.A. | SAN BERNARDO | 340654.19 | 6279790.29 | 19H | 19 | H | S | -69 | -3720209.71 | -0.5846 | 6382095.0734 | -0.024968 | -0.92044 | -0.64011 | -1.0448 | -0.94365 | -1.7211 | 0.0050546 | 4.2582e-05 | 1.6741e-07 | -3706196.5162 | -0.0021957 | 1.4609e-06 | -0.024968 | -0.5868 | -0.02497 | -0.029977 | -0.58659 | -0.5866 | -33.6098 | -70.7176 | -70 | -43 | -3.29 | -33 | -36 | -35.107 | 33°36 ' 35,107 "S | 70°43 ' 3,29 "
718 | S/E SAN CRISTOBAL | SOCIEDAD TRANSMISORA METROPOLITANA II S.A. | RECOLETA | 347592.79 | 6300139.33 | 19H | 19 | H | S | -69 | -3699860.67 | -0.58141 | 6382032.1571 | -0.023881 | -0.91792 | -0.64106 | -1.0404 | -0.94054 | -1.7168 | 0.0050546 | 4.2582e-05 | 1.6741e-07 | -3685884.0036 | -0.00219 | 1.3421e-06 | -0.023881 | -0.5836 | -0.023883 | -0.028612 | -0.58341 | -0.58342 | -33.4273 | -70.6394 | -70 | -38 | -21.667 | -33 | -25 | -38.289 | 33°25 ' 38,289 "S | 70°38 ' 21,667 " | -33.4269 | -70.6389 | si | SCristobal110
719 | S/E SAN JOAQUIN (ENEL TRANSMISION) | SOCIEDAD TRANSMISORA METROPOLITANA II S.A. | SAN JOAQUÍN | 348837.08 | 6293803.26 | 19H | 19 | H | S | -69 | -3706196.74 | -0.5824 | 6382051.7286 | -0.023686 | -0.91871 | -0.64077 | -1.0418 | -0.94151 | -1.7182 | 0.0050546 | 4.2582e-05 | 1.6741e-07 | -3692208.6357 | -0.0021918 | 1.3185e-06 | -0.023686 | -0.58459 | -0.023688 | -0.028397 | -0.58441 | -0.58442 | -33.4846 | -70.627 | -70 | -37 | -37.342 | -33 | -29 | -4.579 | 33°29 ' 4,579 "S | 70°37 ' 37,342 "
720 | S/E SAN JOSE | SOCIEDAD TRANSMISORA METROPOLITANA II S.A. | LO PRADO | 341266 | 6297870.0138 | 19H | 19 | H | S | -69 | -3702129.9862 | -0.58176 | 6382039.1648 | -0.024872 | -0.9182 | -0.64096 | -1.0409 | -0.94089 | -1.7173 | 0.0050546 | 4.2582e-05 | 1.6741e-07 | -3688149.2165 | -0.0021906 | 1.4551e-06 | -0.024872 | -0.58395 | -0.024875 | -0.029806 | -0.58375 | -0.58376 | -33.4468 | -70.7078 | -70 | -42 | -28.009 | -33 | -26 | -48.639 | 33°26 ' 48,639 "S | 70°42 ' 28,009 "
721 | S/E SAN PABLO | SOCIEDAD TRANSMISORA METROPOLITANA II S.A. | PUDAHUEL | 335310.44 | 6300032.47 | 19H | 19 | H | S | -69 | -3699967.53 | -0.58142 | 6382032.487 | -0.025805 | -0.91794 | -0.64105 | -1.0404 | -0.94056 | -1.7168 | 0.0050546 | 4.2582e-05 | 1.6741e-07 | -3685990.6702 | -0.00219 | 1.5671e-06 | -0.025805 | -0.58361 | -0.025808 | -0.030917 | -0.58339 | -0.5834 | -33.4264 | -70.7714 | -70 | -46 | -17.156 | -33 | -25 | -35.219 | 33°25 ' 35,219 "S | 70°46 ' 17,156 "
722 | S/E SANTA ELENA | SOCIEDAD TRANSMISORA METROPOLITANA II S.A. | MACUL | 350472 | 6294930.0136 | 19H | 19 | H | S | -69 | -3705069.9864 | -0.58222 | 6382048.2469 | -0.023429 | -0.91857 | -0.64082 | -1.0415 | -0.94134 | -1.7179 | 0.0050546 | 4.2582e-05 | 1.6741e-07 | -3691083.9118 | -0.0021915 | 1.2905e-06 | -0.023429 | -0.58442 | -0.023432 | -0.028087 | -0.58423 | -0.58424 | -33.4747 | -70.6093 | -70 | -36 | -33.336 | -33 | -28 | -28.834 | 33°28 ' 28,834 "S | 70°36 ' 33,336 "
723 | S/E SANTA MARTA | SOCIEDAD TRANSMISORA METROPOLITANA II S.A. | TALAGANTE | 333476.89 | 6269534.11 | 19H | 19 | H | S | -69 | -3730465.89 | -0.58621 | 6382126.8498 | -0.026092 | -0.9217 | -0.63962 | -1.0471 | -0.9452 | -1.7233 | 0.0050546 | 4.2582e-05 | 1.6741e-07 | -3716434.5139 | -0.0021985 | 1.592e-06 | -0.026092 | -0.58841 | -0.026095 | -0.031361 | -0.58819 | -0.5882 | -33.7011 | -70.7968 | -70 | -47 | -48.599 | -33 | -42 | -4.007 | 33°42 ' 4,007 "S | 70°47 ' 48,599 "
724 | S/E SANTA RAQUEL | SOCIEDAD TRANSMISORA METROPOLITANA II S.A. | LA FLORIDA | 351141 | 6286590.0136 | 19H | 19 | H | S | -69 | -3713409.9864 | -0.58353 | 6382074.0303 | -0.023325 | -0.9196 | -0.64043 | -1.0433 | -0.94261 | -1.7197 | 0.0050546 | 4.2582e-05 | 1.6741e-07 | -3699408.9316 | -0.0021938 | 1.2767e-06 | -0.023325 | -0.58573 | -0.023327 | -0.027985 | -0.58555 | -0.58556 | -33.55 | -70.6034 | -70 | -36 | -12.418 | -33 | -32 | -59.869 | 33°32 ' 59,869 "S | 70°36 ' 12,418 "
725 | S/E SANTA ROSA SUR | SOCIEDAD TRANSMISORA METROPOLITANA II S.A. | PUENTE ALTO | 351699.15 | 6283042.56 | 19H | 19 | H | S | -69 | -3716957.44 | -0.58409 | 6382085.0062 | -0.023237 | -0.92004 | -0.64027 | -1.0441 | -0.94315 | -1.7204 | 0.0050546 | 4.2582e-05 | 1.6741e-07 | -3702950.0438 | -0.0021948 | 1.2662e-06 | -0.023237 | -0.58629 | -0.023239 | -0.027891 | -0.58611 | -0.58612 | -33.582 | -70.598 | -70 | -35 | -52.902 | -33 | -34 | -55.291 | 33°34 ' 55,291 "S | 70°35 ' 52,902 "
726 | S/E VITACURA | SOCIEDAD TRANSMISORA METROPOLITANA II S.A. | LAS CONDES | 350814 | 6302088.0134 | 19H | 19 | H | S | -69 | -3697911.9866 | -0.5811 | 6382026.1412 | -0.023376 | -0.91768 | -0.64115 | -1.0399 | -0.94024 | -1.7164 | 0.0050546 | 4.2582e-05 | 1.6741e-07 | -3683938.8496 | -0.0021895 | 1.2865e-06 | -0.023376 | -0.58329 | -0.023378 | -0.028002 | -0.58311 | -0.58312 | -33.4102 | -70.6044 | -70 | -36 | -15.811 | -33 | -24 | -36.669 | 33°24 ' 36,669 "S | 70°36 ' 15,811 "
774 | S/E AGUA SANTA | CHILQUINTA TRANSMISIÓN S.A. | VIÑA DEL MAR | 262711.18 | 6337382.83 | 19H | 19 | H | S | -69 | -3662617.17 | -0.57555 | 6381917.4618 | -0.037181 | -0.91321 | -0.64267 | -1.0322 | -0.93479 | -1.7087 | 0.0050546 | 4.2582e-05 | 1.6741e-07 | -3648708.9097 | -0.0021793 | 3.2784e-06 | -0.037181 | -0.57773 | -0.03719 | -0.044366 | -0.57728 | -0.57729 | -33.0763 | -71.542 | -71 | -32 | -31.146 | -33 | -4 | -34.605 | 33°4 ' 34,605 "S | 71°32 ' 31,146 " | -33.0774 | -71.5411 | si | ASanta110/ASanta220
775 | S/E ALGARROBO NORTE | CHILQUINTA TRANSMISIÓN S.A. | ALGARROBO | 257938 | 6308458.39 | 19H | 19 | H | S | -69 | -3691541.61 | -0.5801 | 6382006.4861 | -0.037929 | -0.91688 | -0.64143 | -1.0385 | -0.93926 | -1.715 | 0.0050546 | 4.2582e-05 | 1.6741e-07 | -3677580.0495 | -0.0021876 | 3.3914e-06 | -0.037929 | -0.58229 | -0.037938 | -0.045392 | -0.58181 | -0.58182 | -33.3359 | -71.6008 | -71 | -36 | -2.787 | -33 | -20 | -9.091 | 33°20 ' 9,091 "S | 71°36 ' 2,787 "
776 | S/E ALTO MELIPILLA | CHILQUINTA TRANSMISIÓN S.A. | MELIPILLA | 292609.25 | 6269816.01 | 19H | 19 | H | S | -69 | -3730183.99 | -0.58617 | 6382125.9758 | -0.032496 | -0.92166 | -0.63963 | -1.047 | -0.94516 | -1.7232 | 0.0050546 | 4.2582e-05 | 1.6741e-07 | -3716153.1116 | -0.0021985 | 2.4695e-06 | -0.032496 | -0.58837 | -0.032501 | -0.039051 | -0.58802 | -0.58803 | -33.6914 | -71.2375 | -71 | -14 | -14.913 | -33 | -41 | -28.947 | 33°41 ' 28,947 "S | 71°14 ' 14,913 "
777 | S/E CASABLANCA | CHILQUINTA TRANSMISIÓN S.A. | CASABLANCA | 274921.64 | 6311130.19 | 19H | 19 | H | S | -69 | -3688869.81 | -0.57968 | 6381998.2477 | -0.035268 | -0.91655 | -0.64155 | -1.038 | -0.93885 | -1.7144 | 0.0050546 | 4.2582e-05 | 1.6741e-07 | -3674913.1222 | -0.0021869 | 2.9338e-06 | -0.035268 | -0.58187 | -0.035275 | -0.042198 | -0.58146 | -0.58146 | -33.3155 | -71.4178 | -71 | -25 | -4.005 | -33 | -18 | -55.681 | 33°18 ' 55,681 "S | 71°25 ' 4,005 "
778 | S/E CATEMU | CHILQUINTA TRANSMISIÓN S.A. | CATEMU | 316364.77 | 6371895.17 | 19H | 19 | H | S | -69 | -3628104.83 | -0.57013 | 6381811.716 | -0.028775 | -0.90874 | -0.64401 | -1.0245 | -0.92938 | -1.7011 | 0.0050546 | 4.2582e-05 | 1.6741e-07 | -3614261.7441 | -0.0021691 | 1.9773e-06 | -0.028775 | -0.5723 | -0.028779 | -0.03422 | -0.57203 | -0.57204 | -32.7755 | -70.9607 | -70 | -57 | -38.423 | -32 | -46 | -31.937 | 32°46 ' 31,937 "S | 70°57 ' 38,423 "
779 | S/E CHAGRES | CHILQUINTA TRANSMISIÓN S.A. | CATEMU | 317067.28 | 6368714.49 | 19H | 19 | H | S | -69 | -3631285.51 | -0.57063 | 6381821.4396 | -0.028665 | -0.90916 | -0.64389 | -1.0252 | -0.92988 | -1.7018 | 0.0050546 | 4.2582e-05 | 1.6741e-07 | -3617436.346 | -0.0021701 | 1.9609e-06 | -0.028665 | -0.5728 | -0.028669 | -0.0341 | -0.57253 | -0.57254 | -32.8043 | -70.9538 | -70 | -57 | -13.692 | -32 | -48 | -15.589 | 32°48 ' 15,589 "S | 70°57 ' 13,692 "
780 | S/E CONCON | CHILQUINTA TRANSMISIÓN S.A. | CONCÓN | 264739.33 | 6353165.67 | 19H | 19 | H | S | -69 | -3646834.33 | -0.57307 | 6381869.0381 | -0.036864 | -0.91118 | -0.6433 | -1.0287 | -0.93232 | -1.7053 | 0.0050546 | 4.2582e-05 | 1.6741e-07 | -3632955.6621 | -0.0021747 | 3.233e-06 | -0.036864 | -0.57525 | -0.036872 | -0.043917 | -0.57481 | -0.57482 | -32.9345 | -71.5162 | -71 | -30 | -58.437 | -32 | -56 | -4.167 | 32°56 ' 4,167 "S | 71°30 ' 58,437 "
781 | S/E EL MELON | CHILQUINTA TRANSMISIÓN S.A. | NOGALES | 293654.4 | 6380348.14 | 19H | 19 | H | S | -69 | -3619651.86 | -0.5688 | 6381785.8965 | -0.032334 | -0.90763 | -0.64431 | -1.0226 | -0.92804 | -1.6992 | 0.0050546 | 4.2582e-05 | 1.6741e-07 | -3605824.9978 | -0.0021666 | 2.5009e-06 | -0.032333 | -0.57097 | -0.032339 | -0.038417 | -0.57063 | -0.57064 | -32.6953 | -71.2011 | -71 | -12 | -4.071 | -32 | -41 | -43.129 | 32°41 ' 43,129 "S | 71°12 ' 4,071 "
783 | S/E JUNCAL PORTILLO | CHILQUINTA TRANSMISIÓN S.A. | LOS ANDES | 392481 | 6362645.0128 | 19H | 19 | H | S | -69 | -3637354.9872 | -0.57158 | 6381840.0069 | -0.016848 | -0.90995 | -0.64366 | -1.0266 | -0.93083 | -1.7032 | 0.0050546 | 4.2582e-05 | 1.6741e-07 | -3623494.265 | -0.0021719 | 6.7657e-07 | -0.016848 | -0.57375 | -0.016848 | -0.020058 | -0.57366 | -0.57367 | -32.869 | -70.1492 | -70 | -8 | -57.283 | -32 | -52 | -8.572 | 32°52 ' 8,572 "S | 70°8 ' 57,283 "
784 | S/E LA CALERA | CHILQUINTA TRANSMISIÓN S.A. | LA CALERA | 294388.34 | 6369165.19 | 19H | 19 | H | S | -69 | -3630834.81 | -0.57056 | 6381820.0615 | -0.032218 | -0.9091 | -0.64391 | -1.0251 | -0.92981 | -1.7017 | 0.0050546 | 4.2582e-05 | 1.6741e-07 | -3616986.5064 | -0.00217 | 2.4775e-06 | -0.032218 | -0.57273 | -0.032224 | -0.038324 | -0.57239 | -0.5724 | -32.7963 | -71.1958 | -71 | -11 | -44.805 | -32 | -47 | -46.518 | 32°47 ' 46,518 "S | 71°11 ' 44,805 "
785 | S/E LAS VEGAS (CHILQUINTA) | CHILQUINTA TRANSMISIÓN S.A. | VALPARAÍSO | 311734 | 6364271 | 19H | 19 | H | S | -69 | -3635729 | -0.57133 | 6381835.0312 | -0.0295 | -0.90974 | -0.64372 | -1.0262 | -0.93058 | -1.7028 | 0.0050546 | 4.2582e-05 | 1.6741e-07 | -3621871.369 | -0.0021714 | 2.0751e-06 | -0.0295 | -0.5735 | -0.029505 | -0.03511 | -0.57322 | -0.57323 | -32.8435 | -71.0116 | -71 | 0 | -41.898 | -32 | -50 | -36.553 | 32°50 ' 36,553 "S | 71°0 ' 41,898 " | -32.8435 | -71.0116 | si | LVegas110
786 | TAP OFF LOS ANGELES | COMPAÑÍA MINERA CERRO NEGRO S.A. | CABILDO | 317604.34 | 6391446.17 | 19H | 19 | H | S | -69 | -3608553.83 | -0.56706 | 6381752.0464 | -0.028581 | -0.90616 | -0.6447 | -1.0201 | -0.92628 | -1.6967 | 0.0050546 | 4.2582e-05 | 1.6741e-07 | -3594748.4234 | -0.0021633 | 1.9584e-06 | -0.028581 | -0.56922 | -0.028585 | -0.033923 | -0.56896 | -0.56897 | -32.5995 | -70.9436 | -70 | -56 | -37.035 | -32 | -35 | -58.129 | 32°35 ' 58,129 "S | 70°56 ' 37,035 "
787 | S/E LOS PLACERES | CHILQUINTA TRANSMISIÓN S.A. | VALPARAÍSO | 259215.15 | 6340313.73 | 19H | 19 | H | S | -69 | -3659686.27 | -0.57509 | 6381908.4612 | -0.037729 | -0.91284 | -0.64278 | -1.0315 | -0.93433 | -1.7081 | 0.0050546 | 4.2582e-05 | 1.6741e-07 | -3645783.4779 | -0.0021785 | 3.3777e-06 | -0.037729 | -0.57727 | -0.037738 | -0.045006 | -0.57681 | -0.57682 | -33.0491 | -71.5786 | -71 | -34 | -43.079 | -33 | -2 | -56.758 | 33°2 ' 56,758 "S | 71°34 ' 43,079 "
788 | S/E MIRAFLORES | CHILQUINTA TRANSMISIÓN S.A. | VIÑA DEL MAR | 264142.12 | 6342043.32 | 19H | 19 | H | S | -69 | -3657956.68 | -0.57482 | 6381903.1515 | -0.036957 | -0.91262 | -0.64285 | -1.0311 | -0.93406 | -1.7077 | 0.0050546 | 4.2582e-05 | 1.6741e-07 | -3644057.1206 | -0.002178 | 3.2421e-06 | -0.036957 | -0.577 | -0.036966 | -0.044078 | -0.57655 | -0.57656 | -33.0346 | -71.5255 | -71 | -31 | -31.687 | -33 | -2 | -4.533 | 33°2 ' 4,533 "S | 71°31 ' 31,687 " | -33.0348 | -71.5254 | si | Miraflores110
789 | S/E PANQUEHUE | CHILQUINTA TRANSMISIÓN S.A. | PANQUEHUE | 328634 | 6370304 | 19H | 19 | H | S | -69 | -3629696 | -0.57038 | 6381816.5798 | -0.026852 | -0.90895 | -0.64395 | -1.0249 | -0.92963 | -1.7014 | 0.0050546 | 4.2582e-05 | 1.6741e-07 | -3615849.8716 | -0.0021696 | 1.7213e-06 | -0.026852 | -0.57255 | -0.026855 | -0.03194 | -0.57232 | -0.57233 | -32.7919 | -70.83 | -70 | -49 | -48.101 | -32 | -47 | -30.716 | 32°47 ' 30,716 "S | 70°49 ' 48,101 "
790 | S/E PLACILLA (CHILQUINTA) | CHILQUINTA TRANSMISIÓN S.A. | VALPARAÍSO | 261209.2 | 6333777.86 | 19H | 19 | H | S | -69 | -3666222.14 | -0.57612 | 6381928.5376 | -0.037417 | -0.91368 | -0.64252 | -1.033 | -0.93535 | -1.7095 | 0.0050546 | 4.2582e-05 | 1.6741e-07 | -3652307.1708 | -0.0021804 | 3.3176e-06 | -0.037417 | -0.5783 | -0.037425 | -0.044663 | -0.57784 | -0.57785 | -33.1084 | -71.559 | -71 | -33 | -32.41 | -33 | -6 | -30.367 | 33°6 ' 30,367 "S | 71°33 ' 32,41 "
791 | S/E PLAYA ANCHA | CHILQUINTA TRANSMISIÓN S.A. | VALPARAÍSO | 252717.7 | 6340804.16 | 19H | 19 | H | S | -69 | -3659195.84 | -0.57502 | 6381906.9555 | -0.038747 | -0.91278 | -0.6428 | -1.0314 | -0.93425 | -1.708 | 0.0050546 | 4.2582e-05 | 1.6741e-07 | -3645293.9641 | -0.0021783 | 3.5628e-06 | -0.038747 | -0.57719 | -0.038757 | -0.046217 | -0.57671 | -0.57671 | -33.0432 | -71.648 | -71 | -38 | -52.873 | -33 | -2 | -35.603 | 33°2 ' 35,603 "S | 71°38 ' 52,873 "
792 | S/E QUILPUE | CHILQUINTA TRANSMISIÓN S.A. | QUILPUÉ | 273633.48 | 6341734 | 19H | 19 | H | S | -69 | -3658266 | -0.57487 | 6381904.101 | -0.03547 | -0.91266 | -0.64284 | -1.0312 | -0.93411 | -1.7078 | 0.0050546 | 4.2582e-05 | 1.6741e-07 | -3644365.8622 | -0.0021781 | 2.9862e-06 | -0.03547 | -0.57705 | -0.035477 | -0.042307 | -0.57664 | -0.57665 | -33.0394 | -71.424 | -71 | -25 | -26.386 | -33 | -2 | -21.824 | 33°2 ' 21,824 "S | 71°25 ' 26,386 "
793 | S/E QUINTAY | CHILQUINTA TRANSMISIÓN S.A. | CASABLANCA | 252105.02 | 6322311.83 | 19H | 19 | H | S | -69 | -3677688.17 | -0.57792 | 6381963.8027 | -0.038843 | -0.91513 | -0.64203 | -1.0355 | -0.93713 | -1.712 | 0.0050546 | 4.2582e-05 | 1.6741e-07 | -3663751.987 | -0.0021837 | 3.567e-06 | -0.038843 | -0.5801 | -0.038853 | -0.046419 | -0.57961 | -0.57962 | -33.2097 | -71.6596 | -71 | -39 | -34.55 | -33 | -12 | -34.949 | 33°12 ' 34,949 "S | 71°39 ' 34,55 "
794 | S/E QUINTERO | CHILQUINTA TRANSMISIÓN S.A. | PUCHUNCAVÍ | 267283.89 | 6373519.6 | 19H | 19 | H | S | -69 | -3626480.4 | -0.56987 | 6381806.7517 | -0.036466 | -0.90853 | -0.64407 | -1.0241 | -0.92912 | -1.7007 | 0.0050546 | 4.2582e-05 | 1.6741e-07 | -3612640.4239 | -0.0021687 | 3.1765e-06 | -0.036466 | -0.57204 | -0.036474 | -0.043353 | -0.57162 | -0.57162 | -32.7516 | -71.4839 | -71 | -29 | -2.119 | -32 | -45 | -5.776 | 32°45 ' 5,776 "S | 71°29 ' 2,119 "
795 | S/E REÑACA | CHILQUINTA TRANSMISIÓN S.A. | VIÑA DEL MAR | 263663.79 | 6348091.06 | 19H | 19 | H | S | -69 | -3651908.94 | -0.57387 | 6381884.5958 | -0.037032 | -0.91184 | -0.6431 | -1.0298 | -0.93312 | -1.7064 | 0.0050546 | 4.2582e-05 | 1.6741e-07 | -3638020.7182 | -0.0021762 | 3.2593e-06 | -0.037032 | -0.57605 | -0.037041 | -0.04414 | -0.5756 | -0.57561 | -32.98 | -71.529 | -71 | -31 | -44.506 | -32 | -58 | -47.962 | 32°58 ' 47,962 "S | 71°31 ' 44,506 "
796 | S/E RIECILLOS | CHILQUINTA TRANSMISIÓN S.A. | LOS ANDES | 375038.9616 | 6356681.0048 | 19H | 19 | H | S | -69 | -3643318.9952 | -0.57252 | 6381858.2675 | -0.019581 | -0.91073 | -0.64343 | -1.0279 | -0.93177 | -1.7045 | 0.0050546 | 4.2582e-05 | 1.6741e-07 | -3629446.9672 | -0.0021737 | 9.1278e-07 | -0.019581 | -0.57469 | -0.019582 | -0.023325 | -0.57457 | -0.57458 | -32.921 | -70.3364 | -70 | -20 | -11.205 | -32 | -55 | -15.529 | 32°55 ' 15,529 "S | 70°20 ' 11,205 "
797 | S/E RIO BLANCO | CHILQUINTA TRANSMISIÓN S.A. | LOS ANDES | 378311.78 | 6357831.62 | 19H | 19 | H | S | -69 | -3642168.38 | -0.57234 | 6381854.7434 | -0.019068 | -0.91058 | -0.64348 | -1.0276 | -0.93159 | -1.7042 | 0.0050546 | 4.2582e-05 | 1.6741e-07 | -3628298.5293 | -0.0021733 | 8.658e-07 | -0.019068 | -0.57451 | -0.019069 | -0.022712 | -0.5744 | -0.5744 | -32.911 | -70.3013 | -70 | -18 | -4.678 | -32 | -54 | -39.503 | 32°54 ' 39,503 "S | 70°18 ' 4,678 "
798 | S/E SAN ANTONIO | CHILQUINTA TRANSMISIÓN S.A. | SAN ANTONIO | 258438.17 | 6279002.86 | 19H | 19 | H | S | -69 | -3720997.14 | -0.58473 | 6382097.5115 | -0.03785 | -0.92054 | -0.64007 | -1.045 | -0.94377 | -1.7213 | 0.0050546 | 4.2582e-05 | 1.6741e-07 | -3706982.5448 | -0.0021959 | 3.3567e-06 | -0.03785 | -0.58692 | -0.037859 | -0.045437 | -0.58645 | -0.58645 | -33.6014 | -71.6033 | -71 | -36 | -12.001 | -33 | -36 | -4.956 | 33°36 ' 4,956 "S | 71°36 ' 12,001 "
799 | S/E SAN FELIPE | CHILQUINTA TRANSMISIÓN S.A. | SAN FELIPE | 339328.48 | 6373897.02 | 19H | 19 | H | S | -69 | -3626102.98 | -0.56981 | 6381805.5985 | -0.025176 | -0.90848 | -0.64408 | -1.0241 | -0.92906 | -1.7006 | 0.0050546 | 4.2582e-05 | 1.6741e-07 | -3612263.727 | -0.0021685 | 1.5143e-06 | -0.025176 | -0.57198 | -0.025179 | -0.029937 | -0.57178 | -0.57179 | -32.7611 | -70.7152 | -70 | -42 | -54.882 | -32 | -45 | -39.907 | 32°45 ' 39,907 "S | 70°42 ' 54,882 "
800 | TAP OFF SAN PEDRO (FFCC) | CHILQUINTA TRANSMISIÓN S.A. | QUILLOTA | 288290 | 6353544 | 19H | 19 | H | S | -69 | -3646456 | -0.57301 | 6381867.8787 | -0.033174 | -0.91113 | -0.64331 | -1.0286 | -0.93226 | -1.7052 | 0.0050546 | 4.2582e-05 | 1.6741e-07 | -3632578.0458 | -0.0021746 | 2.6183e-06 | -0.033174 | -0.57519 | -0.03318 | -0.039522 | -0.57483 | -0.57484 | -32.9359 | -71.2644 | -71 | -15 | -51.98 | -32 | -56 | -9.234 | 32°56 ' 9,234 "S | 71°15 ' 51,98 "
801 | S/E SAN RAFAEL (CHILQUINTA) | CHILQUINTA TRANSMISIÓN S.A. | LOS ANDES | 349032.57 | 6367050.6 | 19H | 19 | H | S | -69 | -3632949.4 | -0.57089 | 6381826.528 | -0.023656 | -0.90938 | -0.64383 | -1.0256 | -0.93014 | -1.7022 | 0.0050546 | 4.2582e-05 | 1.6741e-07 | -3619097.0622 | -0.0021706 | 1.3351e-06 | -0.023656 | -0.57306 | -0.023658 | -0.028149 | -0.57288 | -0.57289 | -32.8242 | -70.6128 | -70 | -36 | -46.08 | -32 | -49 | -27.102 | 32°49 ' 27,102 "S | 70°36 ' 46,08 "
802 | S/E SAN SEBASTIAN | CHILQUINTA TRANSMISIÓN S.A. | EL TABO | 258708.83 | 6288265.06 | 19H | 19 | H | S | -69 | -3711734.94 | -0.58327 | 6382068.8495 | -0.037808 | -0.9194 | -0.64051 | -1.043 | -0.94236 | -1.7193 | 0.0050546 | 4.2582e-05 | 1.6741e-07 | -3697736.8858 | -0.0021933 | 3.3557e-06 | -0.037808 | -0.58546 | -0.037817 | -0.045342 | -0.58499 | -0.585 | -33.518 | -71.5979 | -71 | -35 | -52.504 | -33 | -31 | -4.739 | 33°31 ' 4,739 "S | 71°35 ' 52,504 "
803 | S/E TUNEL EL MELON | CHILQUINTA TRANSMISIÓN S.A. | NOGALES | 290758.3 | 6387540.86 | 19H | 19 | H | S | -69 | -3612459.14 | -0.56767 | 6381763.9517 | -0.032787 | -0.90668 | -0.64457 | -1.021 | -0.9269 | -1.6976 | 0.0050546 | 4.2582e-05 | 1.6741e-07 | -3598646.1632 | -0.0021644 | 2.5753e-06 | -0.032787 | -0.56984 | -0.032793 | -0.038928 | -0.56949 | -0.5695 | -32.6299 | -71.2304 | -71 | -13 | -49.412 | -32 | -37 | -47.758 | 32°37 ' 47,758 "S | 71°13 ' 49,412 "
804 | S/E VALPARAISO | CHILQUINTA TRANSMISIÓN S.A. | VALPARAÍSO | 255173.07 | 6339518.45 | 19H | 19 | H | S | -69 | -3660481.55 | -0.57522 | 6381910.9031 | -0.038363 | -0.91294 | -0.64275 | -1.0317 | -0.93445 | -1.7083 | 0.0050546 | 4.2582e-05 | 1.6741e-07 | -3646577.2729 | -0.0021787 | 3.4915e-06 | -0.038363 | -0.5774 | -0.038372 | -0.045764 | -0.57692 | -0.57692 | -33.0554 | -71.6221 | -71 | -37 | -19.54 | -33 | -3 | -19.309 | 33°3 ' 19,309 "S | 71°37 ' 19,54 "
822 | S/E QUINTA | COOPERATIVA DE ABASTECIMIENTO DE ENERGÍA ELÉCTRICA CURICO LTDA. | CHIMBARONGO | 310843.22 | 6147591.41 | 19H | 19 | H | S | -69 | -3852408.59 | -0.60538 | 6382507.9112 | -0.029637 | -0.93588 | -0.6328 | -1.0733 | -0.96319 | -1.7479 | 0.0050546 | 4.2582e-05 | 1.6741e-07 | -3838172.8153 | -0.0022304 | 2.0013e-06 | -0.029637 | -0.60761 | -0.029641 | -0.036087 | -0.6073 | -0.60731 | -34.7964 | -71.0676 | -71 | -4 | -3.525 | -34 | -47 | -46.891 | 34°47 ' 46,891 "S | 71°4 ' 3,525 "
825 | S/E TRES ESQUINAS | COOPERATIVA DE CONSUMO DE ENERGÍA ELÉCTRICA CHILLÁN LTDA. | BULNES | 752019.28 | 5923740.41 | 18H | 18 | H | S | -75 | -4076259.59 | -0.64055 | 6383221.6153 | 0.039482 | -0.95833 | -0.61604 | -1.1197 | -0.9938 | -1.7883 | 0.0050546 | 4.2582e-05 | 1.6741e-07 | -4061706.0059 | -0.00228 | 3.3766e-06 | 0.039481 | -0.64283 | 0.039492 | 0.0493 | -0.64225 | -0.64226 | -36.7987 | -72.1753 | -72 | -10 | -31.147 | -36 | -47 | -55.151 | 36°47 ' 55,151 "S | 72°10 ' 31,147 "
826 | S/E COCHARCAS | COOPERATIVA DE CONSUMO DE ENERGÍA ELÉCTRICA CHILLÁN LTDA. | SAN CARLOS | 764362.42 | 5954303.23 | 18H | 18 | H | S | -75 | -4045696.77 | -0.63575 | 6383123.186 | 0.041416 | -0.95554 | -0.61864 | -1.1135 | -0.9898 | -1.7832 | 0.0050546 | 4.2582e-05 | 1.6741e-07 | -4031182.1439 | -0.0022739 | 3.7421e-06 | 0.041416 | -0.63802 | 0.041428 | 0.051528 | -0.63739 | -0.6374 | -36.5201 | -72.0477 | -72 | -2 | -51.621 | -36 | -31 | -12.483 | 36°31 ' 12,483 "S | 72°2 ' 51,621 "
827 | S/E QUILMO | COOPERATIVA DE CONSUMO DE ENERGÍA ELÉCTRICA CHILLÁN LTDA. | CHILLÁN VIEJO | 756290.94 | 5933399.22 | 18H | 18 | H | S | -75 | -4066600.78 | -0.63904 | 6383190.4771 | 0.040151 | -0.95746 | -0.61687 | -1.1178 | -0.99254 | -1.7867 | 0.0050546 | 4.2582e-05 | 1.6741e-07 | -4052059.3552 | -0.0022781 | 3.5e-06 | 0.040151 | -0.64131 | 0.040162 | 0.050078 | -0.64071 | -0.64072 | -36.7105 | -72.1307 | -72 | -7 | -50.657 | -36 | -42 | -37.959 | 36°42 ' 37,959 "S | 72°7 ' 50,657 "
828 | S/E RECINTO | COOPERATIVA DE CONSUMO DE ENERGÍA ELÉCTRICA CHILLÁN LTDA. | PINTO | 262389.29 | 5919713.39 | 19H | 19 | H | S | -69 | -4080286.61 | -0.64119 | 6383234.6061 | -0.037224 | -0.95869 | -0.61569 | -1.1205 | -0.99432 | -1.789 | 0.0050546 | 4.2582e-05 | 1.6741e-07 | -4065727.9981 | -0.0022808 | 2.9987e-06 | -0.037224 | -0.64347 | -0.037233 | -0.046506 | -0.64295 | -0.64296 | -36.8386 | -71.6646 | -71 | -39 | -52.59 | -36 | -50 | -19.108 | 36°50 ' 19,108 "S | 71°39 ' 52,59 "
829 | S/E SANTA ELISA | COOPERATIVA DE CONSUMO DE ENERGÍA ELÉCTRICA CHILLÁN LTDA. | CHILLÁN VIEJO | 752923.18 | 5942914.92 | 18H | 18 | H | S | -75 | -4057085.08 | -0.63754 | 6383159.8286 | 0.039624 | -0.95659 | -0.61768 | -1.1158 | -0.9913 | -1.7851 | 0.0050546 | 4.2582e-05 | 1.6741e-07 | -4042555.7724 | -0.0022762 | 3.4162e-06 | 0.039623 | -0.63982 | 0.039634 | 0.049366 | -0.63923 | -0.63924 | -36.6258 | -72.1715 | -72 | -10 | -17.54 | -36 | -37 | -32.765 | 36°37 ' 32,765 "S | 72°10 ' 17,54 "
832 | S/E COSTANERA | TRANSMISORA ELÉCTRICA CORDILLERA SPA | PUENTE ALTO | 354659.2942 | 6278921.8173 | 19H | 19 | H | S | -69 | -3721078.1827 | -0.58474 | 6382097.7625 | -0.022773 | -0.92055 | -0.64007 | -1.045 | -0.94378 | -1.7213 | 0.0050546 | 4.2582e-05 | 1.6741e-07 | -3707063.4433 | -0.0021959 | 1.2151e-06 | -0.022773 | -0.58694 | -0.022775 | -0.027346 | -0.58676 | -0.58677 | -33.6196 | -70.5668 | -70 | -34 | -0.529 | -33 | -37 | -10.51 | 33°37 ' 10,51 "S | 70°34 ' 0,529 "
833 | S/E PUENTE ALTO (TEC) | TRANSMISORA ELÉCTRICA CORDILLERA SPA | PUENTE ALTO | 357391.7897 | 6279134.2155 | 19H | 19 | H | S | -69 | -3720865.7845 | -0.58471 | 6382097.1048 | -0.022345 | -0.92052 | -0.64008 | -1.045 | -0.94375 | -1.7213 | 0.0050546 | 4.2582e-05 | 1.6741e-07 | -3706851.4231 | -0.0021959 | 1.1699e-06 | -0.022345 | -0.5869 | -0.022347 | -0.026832 | -0.58674 | -0.58675 | -33.618 | -70.5373 | -70 | -32 | -14.395 | -33 | -37 | -4.946 | 33°37 ' 4,946 "S | 70°32 ' 14,395 "
834 | S/E VIZCACHAS | TRANSMISORA ELÉCTRICA CORDILLERA SPA | PUENTE ALTO | 360017.1895 | 6283986.518 | 19H | 19 | H | S | -69 | -3716013.482 | -0.58394 | 6382082.085 | -0.021934 | -0.91992 | -0.64031 | -1.0439 | -0.94301 | -1.7202 | 0.0050546 | 4.2582e-05 | 1.6741e-07 | -3702007.7714 | -0.0021945 | 1.1284e-06 | -0.021934 | -0.58614 | -0.021935 | -0.026324 | -0.58598 | -0.58599 | -33.5746 | -70.5083 | -70 | -30 | -29.796 | -33 | -34 | -28.7 | 33°34 ' 28,7 "S | 70°30 ' 29,796 "
836 | S/E TALTAL (ELECDA) | CGE TRANSMISIÓN S.A. | TALTAL | 365800.99 | 7223329.01 | 19J | 19 | J | S | -69 | -2776670.99 | -0.43633 | 6379400.6869 | -0.021036 | -0.76605 | -0.62922 | -0.81936 | -0.77182 | -1.4587 | 0.0050546 | 4.2582e-05 | 1.6741e-07 | -2764952.0464 | -0.001837 | 1.2249e-06 | -0.021036 | -0.43817 | -0.021038 | -0.023228 | -0.43807 | -0.43808 | -25.0999 | -70.3309 | -70 | -19 | -51.215 | -25 | -5 | -59.645 | 25°5 ' 59,645 "S | 70°19 ' 51,215 "
837 | S/E CABRERO | SISTEMA DE TRANSMISIÓN DEL SUR S.A. | CABRERO | 731537.68 | 5897498.32 | 18H | 18 | H | S | -75 | -4102501.68 | -0.64468 | 6383306.3586 | 0.036272 | -0.96066 | -0.61373 | -1.125 | -0.99719 | -1.7927 | 0.0050546 | 4.2582e-05 | 1.6741e-07 | -4087915.7737 | -0.002285 | 2.8324e-06 | 0.036272 | -0.64696 | 0.03628 | 0.045437 | -0.64647 | -0.64647 | -37.0402 | -72.3966 | -72 | -23 | -47.868 | -37 | -2 | -24.717 | 37°2 ' 24,717 "S | 72°23 ' 47,868 "
839 | S/E IMPERIAL | SISTEMA DE TRANSMISIÓN DEL SUR S.A. | NUEVA IMPERIAL | 679530.78 | 5708636.91 | 18H | 18 | H | S | -75 | -4291363.09 | -0.67436 | 6383921.9626 | 0.028122 | -0.97544 | -0.59515 | -1.1621 | -1.0203 | -1.8216 | 0.0050546 | 4.2582e-05 | 1.6741e-07 | -4276575.5409 | -0.0023164 | 1.626e-06 | 0.028122 | -0.67667 | 0.028126 | 0.036059 | -0.67635 | -0.67636 | -38.7527 | -72.934 | -72 | -56 | -2.289 | -38 | -45 | -9.8 | 38°45 ' 9,8 "S | 72°56 ' 2,289 "
840 | S/E LICANCO | SISTEMA DE TRANSMISIÓN DEL SUR S.A. | PADRE LAS CASAS | 707416.37 | 5704949.92 | 18H | 18 | H | S | -75 | -4295050.08 | -0.67493 | 6383934.0721 | 0.03249 | -0.97569 | -0.59475 | -1.1628 | -1.0208 | -1.8221 | 0.0050546 | 4.2582e-05 | 1.6741e-07 | -4280259.139 | -0.0023169 | 2.1683e-06 | 0.03249 | -0.67725 | 0.032496 | 0.041675 | -0.67683 | -0.67684 | -38.7798 | -72.6122 | -72 | -36 | -43.912 | -38 | -46 | -47.312 | 38°46 ' 47,312 "S | 72°36 ' 43,912 "
841 | S/E LOTA | SISTEMA DE TRANSMISIÓN DEL SUR S.A. | LOTA | 664720 | 5892657 | 18H | 18 | H | S | -75 | -4107343 | -0.64544 | 6383322.0153 | 0.025805 | -0.96108 | -0.6133 | -1.126 | -0.99781 | -1.7935 | 0.0050546 | 4.2582e-05 | 1.6741e-07 | -4092751.2448 | -0.0022859 | 1.4319e-06 | 0.025805 | -0.64772 | 0.025808 | 0.032351 | -0.64747 | -0.64748 | -37.0979 | -73.1464 | -73 | -8 | -47.129 | -37 | -5 | -52.529 | 37°5 ' 52,529 "S | 73°8 ' 47,129 "
842 | S/E MASISA | SAGESA S.A. | CABRERO | 731603.95 | 5897314.61 | 18H | 18 | H | S | -75 | -4102685.39 | -0.64471 | 6383306.9526 | 0.036283 | -0.96067 | -0.61372 | -1.125 | -0.99721 | -1.7927 | 0.0050546 | 4.2582e-05 | 1.6741e-07 | -4088099.2611 | -0.002285 | 2.8339e-06 | 0.036283 | -0.64699 | 0.036291 | 0.045451 | -0.64649 | -0.6465 | -37.0418 | -72.3958 | -72 | -23 | -44.984 | -37 | -2 | -30.614 | 37°2 ' 30,614 "S | 72°23 ' 44,984 "
843 | S/E NEGRETE | SISTEMA DE TRANSMISIÓN DEL SUR S.A. | NEGRETE | 717091.29 | 5837064.43 | 18H | 18 | H | S | -75 | -4162935.57 | -0.65417 | 6383502.29 | 0.034008 | -0.96576 | -0.60816 | -1.1371 | -1.0048 | -1.8024 | 0.0050546 | 4.2582e-05 | 1.6741e-07 | -4148279.2069 | -0.002296 | 2.4542e-06 | 0.034008 | -0.65647 | 0.034015 | 0.042913 | -0.65602 | -0.65603 | -37.5879 | -72.5413 | -72 | -32 | -28.5 | -37 | -35 | -16.44 | 37°35 ' 16,44 "S | 72°32 ' 28,5 "
845 | S/E EL TOTORAL | LITORAL TRANSMISIÓN S.A. | EL QUISCO | 254825.33 | 6298209.13 | 19H | 19 | H | S | -69 | -3701790.87 | -0.58171 | 6382038.1175 | -0.038416 | -0.91816 | -0.64097 | -1.0408 | -0.94084 | -1.7172 | 0.0050546 | 4.2582e-05 | 1.6741e-07 | -3687810.713 | -0.0021905 | 3.4718e-06 | -0.038416 | -0.5839 | -0.038426 | -0.046024 | -0.58341 | -0.58342 | -33.4275 | -71.637 | -71 | -38 | -13.109 | -33 | -25 | -39.008 | 33°25 ' 39,008 "S | 71°38 ' 13,109 "
846 | S/E LAS BALANDRAS | LITORAL TRANSMISIÓN S.A. | EL QUISCO | 250834.6 | 6302788.92 | 19H | 19 | H | S | -69 | -3697211.08 | -0.58099 | 6382023.9778 | -0.039042 | -0.91759 | -0.64118 | -1.0398 | -0.94013 | -1.7162 | 0.0050546 | 4.2582e-05 | 1.6741e-07 | -3683239.2138 | -0.0021893 | 3.5891e-06 | -0.039042 | -0.58318 | -0.039052 | -0.04675 | -0.58268 | -0.58268 | -33.3853 | -71.6786 | -71 | -40 | -42.92 | -33 | -23 | -7.149 | 33°23 ' 7,149 "S | 71°40 ' 42,92 "
847 | S/E LAS PIÑATAS | LITORAL TRANSMISIÓN S.A. | ALGARROBO | 256548.9 | 6304027.04 | 19H | 19 | H | S | -69 | -3695972.96 | -0.58079 | 6382020.1567 | -0.038146 | -0.91744 | -0.64123 | -1.0395 | -0.93994 | -1.716 | 0.0050546 | 4.2582e-05 | 1.6741e-07 | -3682003.3405 | -0.0021889 | 3.4272e-06 | -0.038146 | -0.58298 | -0.038156 | -0.045673 | -0.5825 | -0.58251 | -33.3755 | -71.6169 | -71 | -37 | -0.771 | -33 | -22 | -31.705 | 33°22 ' 31,705 "S | 71°37 ' 0,771 "
848 | S/E SAN JERONIMO | LITORAL TRANSMISIÓN S.A. | ALGARROBO | 258695.24 | 6304893.93 | 19H | 19 | H | S | -69 | -3695106.07 | -0.58066 | 6382017.4817 | -0.03781 | -0.91733 | -0.64127 | -1.0393 | -0.93981 | -1.7158 | 0.0050546 | 4.2582e-05 | 1.6741e-07 | -3681138.0248 | -0.0021887 | 3.3677e-06 | -0.03781 | -0.58285 | -0.037819 | -0.045267 | -0.58238 | -0.58238 | -33.3681 | -71.5936 | -71 | -35 | -36.954 | -33 | -22 | -5.327 | 33°22 ' 5,327 "S | 71°35 ' 36,954 "
850 | S/E LINARES NORTE | CHILQUINTA TRANSMISIÓN S.A. | LINARES | 261178.75 | 6032057.43 | 19 H | 19 | H | S | -69 | -3967942.57 | -0.62353 | 6382874.1287 | -0.037416 | -0.94805 | -0.62482 | -1.0976 | -0.97937 | -1.7696 | 0.0050546 | 4.2582e-05 | 1.6741e-07 | -3953533.4021 | -0.0022575 | 3.1091e-06 | -0.037416 | -0.62579 | -0.037425 | -0.046142 | -0.62528 | -0.62529 | -35.8266 | -71.6437 | -71 | -38 | -37.457 | -35 | -49 | -35.761 | 35°49 ' 35,761 "S | 71°38 ' 37,457 "
851 | S/E PANIMAVIDA | CHILQUINTA TRANSMISIÓN S.A. | COLBÚN | 281159.09 | 6041142.82 | 19H | 19 | H | S | -69 | -3958857.18 | -0.6221 | 6382845.1588 | -0.034286 | -0.94714 | -0.6255 | -1.0957 | -0.97813 | -1.7679 | 0.0050546 | 4.2582e-05 | 1.6741e-07 | -3944460.9268 | -0.0022555 | 2.616e-06 | -0.034286 | -0.62436 | -0.034292 | -0.042241 | -0.62394 | -0.62395 | -35.7494 | -71.4203 | -71 | -25 | -12.929 | -35 | -44 | -57.905 | 35°44 ' 57,905 "S | 71°25 ' 12,929 "
852 | S/E LONGAVI | LUZPARRAL TRANSMISIÓN S.A. | LONGAVÍ | 256832.16 | 6016869.57 | 19H | 19 | H | S | -69 | -3983130.43 | -0.62592 | 6382922.62 | -0.038097 | -0.94956 | -0.62366 | -1.1007 | -0.98144 | -1.7723 | 0.0050546 | 4.2582e-05 | 1.6741e-07 | -3968699.9491 | -0.0022608 | 3.2122e-06 | -0.038097 | -0.62818 | -0.038106 | -0.047062 | -0.62765 | -0.62766 | -35.9623 | -71.6964 | -71 | -41 | -47.202 | -35 | -57 | -44.338 | 35°57 ' 44,338 "S | 71°41 ' 47,202 "
853 | S/E SAN GREGORIO | LUZPARRAL TRANSMISIÓN S.A. | ÑIQUÉN | 246808.22 | 5981468.69 | 19H | 19 | H | S | -69 | -4018531.31 | -0.63148 | 6383035.9461 | -0.039666 | -0.95299 | -0.62087 | -1.108 | -0.9862 | -1.7785 | 0.0050546 | 4.2582e-05 | 1.6741e-07 | -4004052.495 | -0.0022683 | 3.4543e-06 | -0.039666 | -0.63375 | -0.039677 | -0.049198 | -0.63317 | -0.63318 | -36.2785 | -71.8189 | -71 | -49 | -7.903 | -36 | -16 | -42.773 | 36°16 ' 42,773 "S | 71°49 ' 7,903 "
854 | S/E PAILLACO | COOPERATIVA ELÉCTRICA PAILLACO LTDA | PAILLACO | 682327.29 | 5561430.86 | 18G | 18 | G | S | -75 | -4438569.14 | -0.69749 | 6384407.7883 | 0.028558 | -0.98458 | -0.5784 | -1.1898 | -1.0369 | -1.8415 | 0.0050546 | 4.2582e-05 | 1.6741e-07 | -4423662.5119 | -0.0023348 | 1.6145e-06 | 0.028558 | -0.69982 | 0.028562 | 0.037321 | -0.69948 | -0.69949 | -40.0777 | -72.8617 | -72 | -51 | -42.023 | -40 | -4 | -39.619 | 40°4 ' 39,619 "S | 72°51 ' 42,023 "
855 | S/E AGROSUPER | AGROCOMERCIAL A.S. LTDA. | FREIRINA | 311638.5801 | 6841646.2805 | 19J | 19 | J | S | -69 | -3158353.7195 | -0.49631 | 6380430.2272 | -0.029522 | -0.83746 | -0.64757 | -0.91504 | -0.84817 | -1.5805 | 0.0050546 | 4.2582e-05 | 1.6741e-07 | -3145563.6769 | -0.0020046 | 2.2709e-06 | -0.029522 | -0.49832 | -0.029526 | -0.033601 | -0.49808 | -0.49809 | -28.5384 | -70.9252 | -70 | -55 | -30.741 | -28 | -32 | -18.092 | 28°32 ' 18,092 "S | 70°55 ' 30,741 "
857 | S/E FUNDICION CHAGRES | ANGLO AMERICAN CHAGRES | CATEMU | 316820.57 | 6368477.73 | 19H | 19 | H | S | -69 | -3631522.27 | -0.57067 | 6381822.1636 | -0.028703 | -0.90919 | -0.64388 | -1.0253 | -0.92992 | -1.7019 | 0.0050546 | 4.2582e-05 | 1.6741e-07 | -3617672.6541 | -0.0021702 | 1.9661e-06 | -0.028703 | -0.57284 | -0.028707 | -0.034147 | -0.57257 | -0.57258 | -32.8064 | -70.9565 | -70 | -57 | -23.341 | -32 | -48 | -23.125 | 32°48 ' 23,125 "S | 70°57 ' 23,341 "
858 | S/E EL COBRE (ANGLOAMERICAN) | ANGLO AMERICAN EL SOLDADO | NOGALES | 460888 | 7406132.0108 | 19K | 19 | K | S | -69 | -2593867.9892 | -0.40761 | 6378941.8841 | -0.0061314 | -0.72787 | -0.61349 | -0.77154 | -0.73203 | -1.3924 | 0.0050546 | 4.2582e-05 | 1.6741e-07 | -2582725.3298 | -0.0017468 | 1.0678e-07 | -0.0061314 | -0.40935 | -0.0061315 | -0.0066836 | -0.40935 | -0.40936 | -23.4543 | -69.3829 | -69 | -22 | -58.587 | -23 | -27 | -15.606 | 23°27 ' 15,606 "S | 69°22 ' 58,587 " | -23.4543 | -69.3829 | si | ElCobre220
860 | S/E PHI | ANGLO AMERICAN LOS BRONCES | LO BARNECHEA | 375073 | 6324517 | 19H | 19 | H | S | -69 | -3675483 | -0.57757 | 6381957.016 | -0.019575 | -0.91486 | -0.64213 | -1.035 | -0.93678 | -1.7115 | 0.0050546 | 4.2582e-05 | 1.6741e-07 | -3661550.8821 | -0.002183 | 9.063e-07 | -0.019575 | -0.57976 | -0.019576 | -0.023396 | -0.57963 | -0.57964 | -33.211 | -70.3405 | -70 | -20 | -25.701 | -33 | -12 | -39.719 | 33°12 ' 39,719 "S | 70°20 ' 25,701 "
861 | S/E LA ERMITA | ANGLO AMERICAN LOS BRONCES | LO BARNECHEA | 369974.03 | 6307154.84 | 19H | 19 | H | S | -69 | -3692845.16 | -0.5803 | 6382010.5066 | -0.020374 | -0.91704 | -0.64137 | -1.0388 | -0.93946 | -1.7153 | 0.0050546 | 4.2582e-05 | 1.6741e-07 | -3678881.2258 | -0.002188 | 9.7828e-07 | -0.020374 | -0.58249 | -0.020375 | -0.024394 | -0.58235 | -0.58236 | -33.367 | -70.3977 | -70 | -23 | -51.594 | -33 | -22 | -1.168 | 33°22 ' 1,168 "S | 70°23 ' 51,594 "
862 | S/E LOS BRONCES | ANGLO AMERICAN LOS BRONCES | LO BARNECHEA | 380175.44 | 6331521.86 | 19H | 19 | H | S | -69 | -3668478.14 | -0.57647 | 6381935.4717 | -0.018776 | -0.91396 | -0.64242 | -1.0335 | -0.9357 | -1.71 | 0.0050546 | 4.2582e-05 | 1.6741e-07 | -3654558.9818 | -0.002181 | 8.3498e-07 | -0.018776 | -0.57865 | -0.018777 | -0.022424 | -0.57854 | -0.57855 | -33.1484 | -70.2848 | -70 | -17 | -5.327 | -33 | -8 | -54.392 | 33°8 ' 54,392 "S | 70°17 ' 5,327 "
863 | S/E LOS MAITENES | ANGLO AMERICAN LOS BRONCES | LO BARNECHEA | 373588.62 | 6314091.99 | 19H | 19 | H | S | -69 | -3685908.01 | -0.57921 | 6381989.1187 | -0.019808 | -0.91617 | -0.64168 | -1.0373 | -0.93839 | -1.7138 | 0.0050546 | 4.2582e-05 | 1.6741e-07 | -3671956.7359 | -0.002186 | 9.2597e-07 | -0.019808 | -0.5814 | -0.019809 | -0.023699 | -0.58127 | -0.58128 | -33.3049 | -70.3578 | -70 | -21 | -28.26 | -33 | -18 | -17.524 | 33°18 ' 17,524 "S | 70°21 ' 28,26 "
864 | S/E SAN FRANCISCO | ANGLO AMERICAN LOS BRONCES | LO BARNECHEA | 375512 | 6328625 | 19H | 19 | H | S | -69 | -3671375 | -0.57693 | 6381944.3788 | -0.019506 | -0.91433 | -0.6423 | -1.0341 | -0.93615 | -1.7106 | 0.0050546 | 4.2582e-05 | 1.6741e-07 | -3657450.4738 | -0.0021819 | 9.007e-07 | -0.019506 | -0.57911 | -0.019508 | -0.023304 | -0.57899 | -0.579 | -33.174 | -70.3352 | -70 | -20 | -6.723 | -33 | -10 | -26.542 | 33°10 ' 26,542 "S | 70°20 ' 6,723 "
865 | S/E SAG 1 | ANGLO AMERICAN LOS BRONCES | LO BARNECHEA | 379791.4 | 6331777.4 | 19H | 19 | H | S | -69 | -3668222.6 | -0.57643 | 6381934.6861 | -0.018836 | -0.91393 | -0.64243 | -1.0334 | -0.93566 | -1.71 | 0.0050546 | 4.2582e-05 | 1.6741e-07 | -3654303.916 | -0.002181 | 8.4039e-07 | -0.018836 | -0.57861 | -0.018837 | -0.022495 | -0.5785 | -0.57851 | -33.1461 | -70.2889 | -70 | -17 | -20.026 | -33 | -8 | -45.943 | 33°8 ' 45,943 "S | 70°17 ' 20,026 "
866 | S/E SAG 2 | ANGLO AMERICAN LOS BRONCES | LO BARNECHEA | 379791.4 | 6331777.4 | 19H | 19 | H | S | -69 | -3668222.6 | -0.57643 | 6381934.6861 | -0.018836 | -0.91393 | -0.64243 | -1.0334 | -0.93566 | -1.71 | 0.0050546 | 4.2582e-05 | 1.6741e-07 | -3654303.916 | -0.002181 | 8.4039e-07 | -0.018836 | -0.57861 | -0.018837 | -0.022495 | -0.5785 | -0.57851 | -33.1461 | -70.2889 | -70 | -17 | -20.026 | -33 | -8 | -45.943 | 33°8 ' 45,943 "S | 70°17 ' 20,026 "
867 | S/E MINA NUEVA | ANGLO AMERICAN LOS BRONCES | LO BARNECHEA | 379916.21 | 6331833.19 | 19H | 19 | H | S | -69 | -3668166.81 | -0.57642 | 6381934.5146 | -0.018816 | -0.91392 | -0.64244 | -1.0334 | -0.93565 | -1.7099 | 0.0050546 | 4.2582e-05 | 1.6741e-07 | -3654248.2295 | -0.0021809 | 8.3865e-07 | -0.018816 | -0.57861 | -0.018817 | -0.022472 | -0.57849 | -0.5785 | -33.1456 | -70.2876 | -70 | -17 | -15.183 | -33 | -8 | -44.181 | 33°8 ' 44,181 "S | 70°17 ' 15,183 "
868 | S/E MOLIENDA 3 | ANGLO AMERICAN LOS BRONCES | LO BARNECHEA | 379841 | 6331891 | 19H | 19 | H | S | -69 | -3668109 | -0.57642 | 6381934.3369 | -0.018828 | -0.91392 | -0.64244 | -1.0334 | -0.93564 | -1.7099 | 0.0050546 | 4.2582e-05 | 1.6741e-07 | -3654190.5268 | -0.0021809 | 8.3971e-07 | -0.018828 | -0.5786 | -0.018829 | -0.022486 | -0.57848 | -0.57849 | -33.1451 | -70.2883 | -70 | -17 | -18.058 | -33 | -8 | -42.274 | 33°8 ' 42,274 "S | 70°17 ' 18,058 "
869 | S/E CONFLUENCIA | ANGLO AMERICAN LOS BRONCES | LO BARNECHEA | 376309.56 | 6329336.23 | 19H | 19 | H | S | -69 | -3670663.77 | -0.57682 | 6381942.1916 | -0.019381 | -0.91424 | -0.64233 | -1.0339 | -0.93604 | -1.7105 | 0.0050546 | 4.2582e-05 | 1.6741e-07 | -3656740.5606 | -0.0021817 | 8.8933e-07 | -0.019381 | -0.579 | -0.019383 | -0.023153 | -0.57888 | -0.57889 | -33.1677 | -70.3266 | -70 | -19 | -35.587 | -33 | -10 | -3.782 | 33°10 ' 3,782 "S | 70°19 ' 35,587 "
870 | S/E MANTO VERDE | MANTOVERDE S.A. | CHAÑARAL | 367909.15 | 7061608.53 | 19J | 19 | J | S | -69 | -2938391.47 | -0.46175 | 6379825.6144 | -0.020704 | -0.79771 | -0.63938 | -0.8606 | -0.8053 | -1.513 | 0.0050546 | 4.2582e-05 | 1.6741e-07 | -2926196.2461 | -0.0019115 | 1.1578e-06 | -0.020704 | -0.46366 | -0.020706 | -0.023146 | -0.46355 | -0.46356 | -26.56 | -70.3262 | -70 | -19 | -34.188 | -26 | -33 | -36.168 | 26°33 ' 36,168 "S | 70°19 ' 34,188 "
871 | S/E IMPULSION | MANTOVERDE S.A. | COPIAPÓ | 367030.2 | 6988222.74 | 19J | 19 | J | S | -69 | -3011777.26 | -0.47328 | 6380024.0274 | -0.020842 | -0.81141 | -0.64283 | -0.87898 | -0.81994 | -1.5363 | 0.0050546 | 4.2582e-05 | 1.6741e-07 | -2999376.673 | -0.0019437 | 1.1596e-06 | -0.020842 | -0.47522 | -0.020843 | -0.023436 | -0.47511 | -0.47512 | -27.2224 | -70.3428 | -70 | -20 | -34.064 | -27 | -13 | -20.508 | 27°13 ' 20,508 "S | 70°20 ' 34,064 "
872 | S/E ATACAMA KOZAN | SOCIEDAD CONTRACTUAL MINERA ATACAMA KOZAN | TIERRA AMARILLA | 374413 | 6957015.012 | 19J | 19 | J | S | -69 | -3042984.988 | -0.47818 | 6380109.423 | -0.019684 | -0.8171 | -0.64408 | -0.88673 | -0.82607 | -1.546 | 0.0050546 | 4.2582e-05 | 1.6741e-07 | -3030499.1492 | -0.001957 | 1.0292e-06 | -0.019684 | -0.48014 | -0.019685 | -0.022191 | -0.48004 | -0.48005 | -27.5047 | -70.2715 | -70 | -16 | -17.292 | -27 | -30 | -17.049 | 27°30 ' 17,049 "S | 70°16 ' 17,292 "
873 | S/E HUACHIPATO | COMPAÑÍA SIDERURGICA HUACHIPATO S.A. | TALCAHUANO | 666826.49 | 5930864.18 | 18H | 18 | H | S | -75 | -4069135.82 | -0.63943 | 6383198.6468 | 0.026135 | -0.95769 | -0.61666 | -1.1183 | -0.99287 | -1.7871 | 0.0050546 | 4.2582e-05 | 1.6741e-07 | -4054591.1902 | -0.0022786 | 1.4821e-06 | 0.026135 | -0.64171 | 0.026138 | 0.032617 | -0.64146 | -0.64147 | -36.7533 | -73.1312 | -73 | -7 | -52.162 | -36 | -45 | -11.938 | 36°45 ' 11,938 "S | 73°7 ' 52,162 "
875 | S/E CHUMPULLO | CARTULINAS CMPC SPA | VALDIVIA | 655311.2 | 5593864.97 | 18H | 18 | H | S | -75 | -4406135.03 | -0.69239 | 6384300.3552 | 0.024327 | -0.98275 | -0.58225 | -1.1838 | -1.0334 | -1.8373 | 0.0050546 | 4.2582e-05 | 1.6741e-07 | -4391251.7518 | -0.0023312 | 1.1815e-06 | 0.024327 | -0.69472 | 0.024329 | 0.031659 | -0.69448 | -0.69448 | -39.791 | -73.1861 | -73 | -11 | -9.897 | -39 | -47 | -27.622 | 39°47 ' 27,622 "S | 73°11 ' 9,897 "
876 | S/E PROCART | CARTULINAS CMPC SPA | YERBAS BUENAS | 265650.37 | 6056687.19 | 19H | 19 | H | S | -69 | -3943312.81 | -0.61966 | 6382795.6595 | -0.036716 | -0.94556 | -0.62664 | -1.0924 | -0.97599 | -1.7651 | 0.0050546 | 4.2582e-05 | 1.6741e-07 | -3928938.9389 | -0.002252 | 3.0105e-06 | -0.036716 | -0.62191 | -0.036724 | -0.045153 | -0.62143 | -0.62144 | -35.6058 | -71.5871 | -71 | -35 | -13.553 | -35 | -36 | -21.006 | 35°36 ' 21,006 "S | 71°35 ' 13,553 "
877 | S/E CEMENTO MELON | MELON S.A | LA CALERA | 32789706 | 71198550 | 19H | 19 | H | S | -69 | 61198550 | 9.6169 | 6376363.873 | 5.064 | 0.37484 | 0.36118 | 9.8043 | 7.4435 | 12.5219 | 0.0050546 | 4.2582e-05 | 1.6741e-07 | 61204582.0177 | -0.000946 | 0.083263 | 4.9234 | 9.616 | 68.7325 | -1.5565 | 0.0027653 | -0.2348 | -13.4529 | -158.1816 | -158 | -10 | -53.934 | -13 | -27 | -10.276 | 13°27 ' 10,276 "S | 158°10 ' 53,934 "
878 | S/E PRINCIPAL PLANTA POLPAICO | CEMENTO POLPAICO S.A. | TILTIL | 329150.86 | 6330358.01 | 19H | 19 | H | S | -69 | -3669641.99 | -0.57666 | 6381939.0498 | -0.026771 | -0.91411 | -0.64237 | -1.0337 | -0.93588 | -1.7103 | 0.0050546 | 4.2582e-05 | 1.6741e-07 | -3655720.6737 | -0.0021814 | 1.6971e-06 | -0.026771 | -0.57884 | -0.026774 | -0.031973 | -0.5786 | -0.57861 | -33.1521 | -70.8319 | -70 | -49 | -54.959 | -33 | -9 | -7.53 | 33°9 ' 7,53 "S | 70°49 ' 54,959 "
879 | S/E CEMENTOS BIO BIO | CEMENTOS BÍO BÍO DEL SUR S.A. | TALCAHUANO | 667820 | 5931972 | 18H | 18 | H | S | -75 | -4068028 | -0.63926 | 6383195.0764 | 0.026291 | -0.95759 | -0.61675 | -1.1181 | -0.99273 | -1.787 | 0.0050546 | 4.2582e-05 | 1.6741e-07 | -4053484.7696 | -0.0022784 | 1.5002e-06 | 0.026291 | -0.64154 | 0.026294 | 0.032807 | -0.64128 | -0.64129 | -36.7432 | -73.1203 | -73 | -7 | -12.992 | -36 | -44 | -35.374 | 36°44 ' 35,374 "S | 73°7 ' 12,992 "
881 | S/E LOS COLORADOS | COMPAÑÍA MINERA DEL PACÍFICO S.A. | HUASCO | 322142.9999 | 6869416.0132 | 19J | 19 | J | S | -69 | -3130583.9868 | -0.49195 | 6380352.2857 | -0.027876 | -0.83266 | -0.64689 | -0.90828 | -0.84293 | -1.5724 | 0.0050546 | 4.2582e-05 | 1.6741e-07 | -3117865.5778 | -0.0019934 | 2.0343e-06 | -0.027876 | -0.49394 | -0.027879 | -0.031654 | -0.49373 | -0.49374 | -28.2893 | -70.8136 | -70 | -48 | -49.007 | -28 | -17 | -21.46 | 28°17 ' 21,46 "S | 70°48 ' 49,007 "
882 | S/E PELLETS | COMPAÑÍA MINERA DEL PACÍFICO S.A. | HUASCO | 280123.9998 | 6847628.0151 | 19J | 19 | J | S | -69 | -3152371.9849 | -0.49537 | 6380413.4002 | -0.034461 | -0.83643 | -0.64743 | -0.91359 | -0.84705 | -1.5788 | 0.0050546 | 4.2582e-05 | 1.6741e-07 | -3139597.2867 | -0.0020022 | 3.0975e-06 | -0.034461 | -0.49737 | -0.034468 | -0.0392 | -0.49705 | -0.49706 | -28.4795 | -71.246 | -71 | -14 | -45.521 | -28 | -28 | -46.052 | 28°28 ' 46,052 "S | 71°14 ' 45,521 "
883 | S/E MAGNETITA | COMPAÑÍA MINERA DEL PACÍFICO S.A. | TIERRA AMARILLA | 369616 | 6955232.0121 | 19J | 19 | J | S | -69 | -3044767.9879 | -0.47846 | 6380114.32 | -0.020436 | -0.81742 | -0.64415 | -0.88717 | -0.82642 | -1.5466 | 0.0050546 | 4.2582e-05 | 1.6741e-07 | -3032277.3162 | -0.0019578 | 1.109e-06 | -0.020436 | -0.48042 | -0.020437 | -0.023042 | -0.48031 | -0.48032 | -27.5204 | -70.3202 | -70 | -19 | -12.784 | -27 | -31 | -13.354 | 27°31 ' 13,354 "S | 70°19 ' 12,784 "
884 | S/E ALGARROBO | COMPAÑÍA MINERA DEL PACÍFICO S.A. | VALLENAR | 306983 | 6812574 | 19J | 19 | J | S | -69 | -3187426 | -0.50088 | 6380512.3046 | -0.030251 | -0.84242 | -0.64817 | -0.92209 | -0.85361 | -1.5889 | 0.0050546 | 4.2582e-05 | 1.6741e-07 | -3174562.0547 | -0.0020161 | 2.3727e-06 | -0.030251 | -0.5029 | -0.030256 | -0.034517 | -0.50264 | -0.50265 | -28.7999 | -70.9777 | -70 | -58 | -39.673 | -28 | -47 | -59.777 | 28°47 ' 59,777 "S | 70°58 ' 39,673 "
886 | S/E ROMERAL (CMP) | COMPAÑÍA MINERA DEL PACÍFICO S.A. | LA SERENA | 284560.48 | 6708715.2 | 19J | 19 | J | S | -69 | -3291284.8 | -0.5172 | 6380809.4277 | -0.033764 | -0.85956 | -0.64941 | -0.94698 | -0.87259 | -1.6179 | 0.0050546 | 4.2582e-05 | 1.6741e-07 | -3278166.0551 | -0.002056 | 2.9023e-06 | -0.033764 | -0.51926 | -0.03377 | -0.038878 | -0.51893 | -0.51894 | -29.7331 | -71.2275 | -71 | -13 | -39.07 | -29 | -43 | -59.026 | 29°43 ' 59,026 "S | 71°13 ' 39,07 "
887 | S/E CELULOSA SANTA FE | CMPC PULP SPA. | NACIMIENTO | 707104 | 5845423 | 18H | 18 | H | S | -75 | -4154577 | -0.65286 | 6383475.1285 | 0.032444 | -0.96507 | -0.60895 | -1.1354 | -1.0038 | -1.8011 | 0.0050546 | 4.2582e-05 | 1.6741e-07 | -4139930.0503 | -0.0022945 | 2.2381e-06 | 0.032444 | -0.65516 | 0.032449 | 0.040899 | -0.65475 | -0.65476 | -37.5149 | -72.6566 | -72 | -39 | -23.887 | -37 | -30 | -53.727 | 37°30 ' 53,727 "S | 72°39 ' 23,887 "
888 | S/E CELULOSA LAJA | CMPC PULP SPA. | LAJA | 703091 | 5870701 | 18H | 18 | H | S | -75 | -4129299 | -0.64889 | 6383393.1072 | 0.031816 | -0.96296 | -0.61131 | -1.1304 | -1.0006 | -1.797 | 0.0050546 | 4.2582e-05 | 1.6741e-07 | -4114681.1663 | -0.00229 | 2.1653e-06 | 0.031816 | -0.65118 | 0.031821 | 0.039986 | -0.65079 | -0.6508 | -37.2881 | -72.709 | -72 | -42 | -32.234 | -37 | -17 | -17.333 | 37°17 ' 17,333 "S | 72°42 ' 32,234 "
889 | S/E CELULOSA PACIFICO | CMPC PULP SPA. | COLLIPULLI | 721517.34 | 5814168.52 | 18H | 18 | H | S | -75 | -4185831.48 | -0.65777 | 6383576.7907 | 0.034701 | -0.9676 | -0.60595 | -1.1416 | -1.0077 | -1.8059 | 0.0050546 | 4.2582e-05 | 1.6741e-07 | -4171149.8778 | -0.0022999 | 2.5411e-06 | 0.034701 | -0.66007 | 0.034708 | 0.043909 | -0.6596 | -0.65961 | -37.793 | -72.4842 | -72 | -29 | -3.138 | -37 | -47 | -34.858 | 37°47 ' 34,858 "S | 72°29 ' 3,138 "
890 | S/E PLANTA RIO VERGARA | PAPELES RÍO VERGARA S.A. | NACIMIENTO | 707104 | 5845423 | 18H | 18 | H | S | -75 | -4154577 | -0.65286 | 6383475.1285 | 0.032444 | -0.96507 | -0.60895 | -1.1354 | -1.0038 | -1.8011 | 0.0050546 | 4.2582e-05 | 1.6741e-07 | -4139930.0503 | -0.0022945 | 2.2381e-06 | 0.032444 | -0.65516 | 0.032449 | 0.040899 | -0.65475 | -0.65476 | -37.5149 | -72.6566 | -72 | -39 | -23.887 | -37 | -30 | -53.727 | 37°30 ' 53,727 "S | 72°39 ' 23,887 "
891 | S/E PUENTE ALTO (CMPC) | PAPELES CORDILLERA SPA | PUENTE ALTO | 355487.51 | 6280227.49 | 19H | 19 | H | S | -69 | -3719772.51 | -0.58453 | 6382093.7198 | -0.022643 | -0.92039 | -0.64013 | -1.0447 | -0.94358 | -1.721 | 0.0050546 | 4.2582e-05 | 1.6741e-07 | -3705760.0947 | -0.0021956 | 1.2017e-06 | -0.022643 | -0.58673 | -0.022645 | -0.027187 | -0.58656 | -0.58657 | -33.6079 | -70.5577 | -70 | -33 | -27.635 | -33 | -36 | -28.536 | 33°36 ' 28,536 "S | 70°33 ' 27,635 "
892 | S/E MOVIL N°1 | CODELCO CHILE - DIVISIÓN ANDINA | LOS ANDES |  |  |  | #VALUE! | #VALUE! | S | #VALUE! | #VALUE! | #VALUE! | #VALUE! | #VALUE! | #VALUE! | #VALUE! | #VALUE! | #VALUE! | #VALUE! | 0.0050546 | 4.2582e-05 | 1.6741e-07 | #VALUE! | #VALUE! | #VALUE! | #VALUE! | #VALUE! | #VALUE! | #VALUE! | #VALUE! | #VALUE! | #VALUE! | #VALUE! | #VALUE! | #VALUE! | #VALUE! | #VALUE! | #VALUE! | #VALUE! | #VALUE! | #VALUE!
896 | S/E KM 21 | CODELCO CHILE - DIVISIÓN ANDINA | LOS ANDES |  |  |  | #VALUE! | #VALUE! | S | #VALUE! | #VALUE! | #VALUE! | #VALUE! | #VALUE! | #VALUE! | #VALUE! | #VALUE! | #VALUE! | #VALUE! | 0.0050546 | 4.2582e-05 | 1.6741e-07 | #VALUE! | #VALUE! | #VALUE! | #VALUE! | #VALUE! | #VALUE! | #VALUE! | #VALUE! | #VALUE! | #VALUE! | #VALUE! | #VALUE! | #VALUE! | #VALUE! | #VALUE! | #VALUE! | #VALUE! | #VALUE! | #VALUE!
897 | S/E SALADILLO | CODELCO CHILE - DIVISIÓN ANDINA | LOS ANDES | 381294.99 | 6353361.49 | 19H | 19 | H | S | -69 | -3646638.51 | -0.57304 | 6381868.438 | -0.0186 | -0.91116 | -0.6433 | -1.0286 | -0.93229 | -1.7052 | 0.0050546 | 4.2582e-05 | 1.6741e-07 | -3632760.2115 | -0.0021746 | 8.2312e-07 | -0.0186 | -0.57522 | -0.018601 | -0.022165 | -0.5751 | -0.57511 | -32.9516 | -70.27 | -70 | -16 | -11.93 | -32 | -57 | -5.81 | 32°57 ' 5,81 "S | 70°16 ' 11,93 "
898 | S/E SAG | CODELCO CHILE - DIVISIÓN ANDINA | LOS ANDES | 382813.64 | 6337724.52 | 19H | 19 | H | S | -69 | -3662275.48 | -0.5755 | 6381916.4123 | -0.018362 | -0.91317 | -0.64268 | -1.0321 | -0.93473 | -1.7087 | 0.0050546 | 4.2582e-05 | 1.6741e-07 | -3648367.8565 | -0.0021792 | 7.9963e-07 | -0.018362 | -0.57768 | -0.018363 | -0.021917 | -0.57757 | -0.57758 | -33.0928 | -70.2557 | -70 | -15 | -20.644 | -33 | -5 | -34.062 | 33°5 ' 34,062 "S | 70°15 ' 20,644 "
899 | S/E MINA | CODELCO CHILE - DIVISIÓN ANDINA | LO BARNECHEA | 380175 | 6331525 | 19H | 19 | H | S | -69 | -3668475 | -0.57647 | 6381935.462 | -0.018776 | -0.91396 | -0.64242 | -1.0335 | -0.9357 | -1.71 | 0.0050546 | 4.2582e-05 | 1.6741e-07 | -3654555.8477 | -0.002181 | 8.3499e-07 | -0.018776 | -0.57865 | -0.018777 | -0.022424 | -0.57854 | -0.57855 | -33.1484 | -70.2848 | -70 | -17 | -5.342 | -33 | -8 | -54.29 | 33°8 ' 54,29 "S | 70°17 ' 5,342 "
900 | S/E MOLINOS | CODELCO CHILE - DIVISIÓN ANDINA | LOS ANDES | 382816 | 6337676 | 19H | 19 | H | S | -69 | -3662324 | -0.57551 | 6381916.5614 | -0.018362 | -0.91318 | -0.64268 | -1.0321 | -0.93474 | -1.7087 | 0.0050546 | 4.2582e-05 | 1.6741e-07 | -3648416.2861 | -0.0021792 | 7.9959e-07 | -0.018362 | -0.57769 | -0.018363 | -0.021916 | -0.57758 | -0.57759 | -33.0932 | -70.2557 | -70 | -15 | -20.576 | -33 | -5 | -35.638 | 33°5 ' 35,638 "S | 70°15 ' 20,576 "
901 | S/E SPPC | CODELCO CHILE - DIVISIÓN ANDINA |  |  |  |  | #VALUE! | #VALUE! | S | #VALUE! | #VALUE! | #VALUE! | #VALUE! | #VALUE! | #VALUE! | #VALUE! | #VALUE! | #VALUE! | #VALUE! | 0.0050546 | 4.2582e-05 | 1.6741e-07 | #VALUE! | #VALUE! | #VALUE! | #VALUE! | #VALUE! | #VALUE! | #VALUE! | #VALUE! | #VALUE! | #VALUE! | #VALUE! | #VALUE! | #VALUE! | #VALUE! | #VALUE! | #VALUE! | #VALUE! | #VALUE! | #VALUE!
902 | S/E CORDILLERA (ANDINA) | CODELCO CHILE - DIVISIÓN ANDINA | LOS ANDES | 383047 | 6337244.0129 | 19H | 19 | H | S | -69 | -3662755.9871 | -0.57557 | 6381917.8882 | -0.018326 | -0.91323 | -0.64266 | -1.0322 | -0.93481 | -1.7088 | 0.0050546 | 4.2582e-05 | 1.6741e-07 | -3648847.468 | -0.0021794 | 7.9637e-07 | -0.018326 | -0.57775 | -0.018327 | -0.021874 | -0.57764 | -0.57765 | -33.0972 | -70.2533 | -70 | -15 | -11.865 | -33 | -5 | -49.752 | 33°5 ' 49,752 "S | 70°15 ' 11,865 "
903 | S/E DON LUIS NIVEL 8 | CODELCO CHILE - DIVISIÓN ANDINA |  |  |  |  | #VALUE! | #VALUE! | S | #VALUE! | #VALUE! | #VALUE! | #VALUE! | #VALUE! | #VALUE! | #VALUE! | #VALUE! | #VALUE! | #VALUE! | 0.0050546 | 4.2582e-05 | 1.6741e-07 | #VALUE! | #VALUE! | #VALUE! | #VALUE! | #VALUE! | #VALUE! | #VALUE! | #VALUE! | #VALUE! | #VALUE! | #VALUE! | #VALUE! | #VALUE! | #VALUE! | #VALUE! | #VALUE! | #VALUE! | #VALUE! | #VALUE!
904 | S/E MOLINO DE BOLAS | CODELCO CHILE - DIVISIÓN ANDINA |  |  |  |  | #VALUE! | #VALUE! | S | #VALUE! | #VALUE! | #VALUE! | #VALUE! | #VALUE! | #VALUE! | #VALUE! | #VALUE! | #VALUE! | #VALUE! | 0.0050546 | 4.2582e-05 | 1.6741e-07 | #VALUE! | #VALUE! | #VALUE! | #VALUE! | #VALUE! | #VALUE! | #VALUE! | #VALUE! | #VALUE! | #VALUE! | #VALUE! | #VALUE! | #VALUE! | #VALUE! | #VALUE! | #VALUE! | #VALUE! | #VALUE! | #VALUE!
905 | S/E EM N°1 | CODELCO CHILE - DIVISIÓN ANDINA |  |  |  |  | #VALUE! | #VALUE! | S | #VALUE! | #VALUE! | #VALUE! | #VALUE! | #VALUE! | #VALUE! | #VALUE! | #VALUE! | #VALUE! | #VALUE! | 0.0050546 | 4.2582e-05 | 1.6741e-07 | #VALUE! | #VALUE! | #VALUE! | #VALUE! | #VALUE! | #VALUE! | #VALUE! | #VALUE! | #VALUE! | #VALUE! | #VALUE! | #VALUE! | #VALUE! | #VALUE! | #VALUE! | #VALUE! | #VALUE! | #VALUE! | #VALUE!
906 | S/E EM N°2 | CODELCO CHILE - DIVISIÓN ANDINA |  |  |  |  | #VALUE! | #VALUE! | S | #VALUE! | #VALUE! | #VALUE! | #VALUE! | #VALUE! | #VALUE! | #VALUE! | #VALUE! | #VALUE! | #VALUE! | 0.0050546 | 4.2582e-05 | 1.6741e-07 | #VALUE! | #VALUE! | #VALUE! | #VALUE! | #VALUE! | #VALUE! | #VALUE! | #VALUE! | #VALUE! | #VALUE! | #VALUE! | #VALUE! | #VALUE! | #VALUE! | #VALUE! | #VALUE! | #VALUE! | #VALUE! | #VALUE!
907 | S/E REFUGIO KM 21 | CODELCO CHILE - DIVISIÓN ANDINA |  |  |  |  | #VALUE! | #VALUE! | S | #VALUE! | #VALUE! | #VALUE! | #VALUE! | #VALUE! | #VALUE! | #VALUE! | #VALUE! | #VALUE! | #VALUE! | 0.0050546 | 4.2582e-05 | 1.6741e-07 | #VALUE! | #VALUE! | #VALUE! | #VALUE! | #VALUE! | #VALUE! | #VALUE! | #VALUE! | #VALUE! | #VALUE! | #VALUE! | #VALUE! | #VALUE! | #VALUE! | #VALUE! | #VALUE! | #VALUE! | #VALUE! | #VALUE!
908 | S/E EL SALVADOR | CODELCO CHILE - DIVISIÓN EL SALVADOR | DIEGO DE ALMAGRO | 440511 | 7093048.0115 | 19J | 19 | J | S | -69 | -2906951.9885 | -0.45681 | 6379741.6604 | -0.0093247 | -0.79172 | -0.63768 | -0.85266 | -0.79892 | -1.5027 | 0.0050546 | 4.2582e-05 | 1.6741e-07 | -2894846.8229 | -0.0018974 | 2.3599e-07 | -0.0093247 | -0.4587 | -0.0093248 | -0.010399 | -0.45868 | -0.45869 | -26.2811 | -69.5958 | -69 | -35 | -45.049 | -26 | -16 | -51.978 | 26°16 ' 51,978 "S | 69°35 ' 45,049 "
909 | S/E POTRERILLOS | CODELCO CHILE - DIVISIÓN EL SALVADOR | DIEGO DE ALMAGRO | 451962.15 | 7075518.29 | 19J | 19 | J | S | -69 | -2924481.71 | -0.45956 | 6379788.3922 | -0.0075297 | -0.79507 | -0.63865 | -0.85709 | -0.80248 | -1.5085 | 0.0050546 | 4.2582e-05 | 1.6741e-07 | -2912326.1778 | -0.0019053 | 1.5346e-07 | -0.0075297 | -0.46147 | -0.0075298 | -0.0084092 | -0.46145 | -0.46146 | -26.4398 | -69.4818 | -69 | -28 | -54.518 | -26 | -26 | -23.325 | 26°26 ' 23,325 "S | 69°28 ' 54,518 "
910 | TAP OFF LLANTA | CODELCO CHILE - DIVISIÓN EL SALVADOR | DIEGO DE ALMAGRO | 420244 | 7087634.0115 | 19J | 19 | J | S | -69 | -2912365.9885 | -0.45766 | 6379756.0722 | -0.012501 | -0.79275 | -0.63799 | -0.85403 | -0.80002 | -1.5045 | 0.0050546 | 4.2582e-05 | 1.6741e-07 | -2900245.2263 | -0.0018999 | 4.2383e-07 | -0.012501 | -0.45956 | -0.012502 | -0.013948 | -0.45952 | -0.45953 | -26.329 | -69.7992 | -69 | -47 | -56.992 | -26 | -19 | -44.398 | 26°19 ' 44,398 "S | 69°47 ' 56,992 "
912 | S/E COLON | CODELCO CHILE - DIVISIÓN EL TENIENTE | MACHALÍ | 364962.45 | 6227148.1 | 19H | 19 | H | S | -69 | -3772851.9 | -0.59288 | 6382258.632 | -0.021158 | -0.92678 | -0.63744 | -1.0563 | -0.95156 | -1.7321 | 0.0050546 | 4.2582e-05 | 1.6741e-07 | -3758747.0065 | -0.00221 | 1.0376e-06 | -0.021158 | -0.59509 | -0.02116 | -0.025547 | -0.59493 | -0.59494 | -34.0877 | -70.4637 | -70 | -27 | -49.385 | -34 | -5 | -15.883 | 34°5 ' 15,883 "S | 70°27 ' 49,385 "
913 | S/E CORDILLERA (EL TENIENTE) | CODELCO CHILE - DIVISIÓN EL TENIENTE | MACHALÍ | 365726.33 | 6227160.75 | 19H | 19 | H | S | -69 | -3772839.25 | -0.59287 | 6382258.5925 | -0.021039 | -0.92678 | -0.63744 | -1.0563 | -0.95156 | -1.7321 | 0.0050546 | 4.2582e-05 | 1.6741e-07 | -3758734.3781 | -0.00221 | 1.0259e-06 | -0.021039 | -0.59508 | -0.02104 | -0.025402 | -0.59493 | -0.59494 | -34.0877 | -70.4554 | -70 | -27 | -19.578 | -34 | -5 | -15.826 | 34°5 ' 15,826 "S | 70°27 ' 19,578 "
914 | S/E EL COBRE (CODELCO) | CODELCO CHILE - DIVISIÓN EL TENIENTE | MACHALÍ | 366017 | 6225045.0133 | 19H | 19 | H | S | -69 | -3774954.9867 | -0.59321 | 6382265.1897 | -0.020993 | -0.92703 | -0.63733 | -1.0567 | -0.95187 | -1.7325 | 0.0050546 | 4.2582e-05 | 1.6741e-07 | -3760846.5138 | -0.0022106 | 1.021e-06 | -0.020993 | -0.59542 | -0.020995 | -0.025353 | -0.59527 | -0.59528 | -34.1068 | -70.4526 | -70 | -27 | -9.413 | -34 | -6 | -24.631 | 34°6 ' 24,631 "S | 70°27 ' 9,413 "
915 | S/E CODELCO VENTANAS 1 | CODELCO CHILE - DIVISIÓN VENTANAS | PUCHUNCAVÍ | 267447 | 6372015 | 19H | 19 | H | S | -69 | -3627985 | -0.57011 | 6381811.3498 | -0.03644 | -0.90873 | -0.64401 | -1.0245 | -0.92936 | -1.7011 | 0.0050546 | 4.2582e-05 | 1.6741e-07 | -3614142.1434 | -0.0021691 | 3.1711e-06 | -0.03644 | -0.57228 | -0.036448 | -0.043329 | -0.57185 | -0.57186 | -32.7652 | -71.4826 | -71 | -28 | -57.212 | -32 | -45 | -54.716 | 32°45 ' 54,716 "S | 71°28 ' 57,212 "
917 | S/E CRISTALERIAS | CRISTALERÍAS DE CHILE S.A. | LLAY-LLAY | 317746.29 | 6363870.35 | 19H | 19 | H | S | -69 | -3636129.65 | -0.57139 | 6381836.2572 | -0.028558 | -0.90979 | -0.64371 | -1.0263 | -0.93064 | -1.7029 | 0.0050546 | 4.2582e-05 | 1.6741e-07 | -3622271.257 | -0.0021715 | 1.9445e-06 | -0.028558 | -0.57356 | -0.028562 | -0.03399 | -0.5733 | -0.57331 | -32.8481 | -70.9475 | -70 | -56 | -51.029 | -32 | -50 | -53.214 | 32°50 ' 53,214 "S | 70°56 ' 51,029 "
918 | S/E RUNGUE (FFCC) | EMPRESA DE LOS FERROCARRILES DEL ESTADO | TILTIL | 322701 | 6346152 | 19H | 19 | H | S | -69 | -3653848 | -0.57417 | 6381890.5435 | -0.027782 | -0.91209 | -0.64302 | -1.0302 | -0.93342 | -1.7068 | 0.0050546 | 4.2582e-05 | 1.6741e-07 | -3639956.1374 | -0.0021768 | 1.8336e-06 | -0.027782 | -0.57635 | -0.027785 | -0.033126 | -0.5761 | -0.57611 | -33.0087 | -70.898 | -70 | -53 | -52.792 | -33 | 0 | -31.205 | 33°0 ' 31,205 "S | 70°53 ' 52,792 "
919 | S/E LO ESPEJO (FFCC) | EMPRESA DE LOS FERROCARRILES DEL ESTADO | LO ESPEJO | 343526 | 6290951.2 | 19H | 19 | H | S | -69 | -3709048.8 | -0.58285 | 6382060.5439 | -0.024518 | -0.91906 | -0.64064 | -1.0424 | -0.94195 | -1.7188 | 0.0050546 | 4.2582e-05 | 1.6741e-07 | -3695055.5661 | -0.0021926 | 1.412e-06 | -0.024518 | -0.58504 | -0.02452 | -0.029403 | -0.58484 | -0.58485 | -33.5096 | -70.6847 | -70 | -41 | -4.855 | -33 | -30 | -34.398 | 33°30 ' 34,398 "S | 70°41 ' 4,855 "
921 | S/E LOS ANDES (FFCC) | CHILQUINTA TRANSMISIÓN S.A. | LOS ANDES | 373426.78 | 6356271.44 | 19H | 19 | H | S | -69 | -3643728.56 | -0.57258 | 6381859.5221 | -0.019833 | -0.91078 | -0.64342 | -1.028 | -0.93184 | -1.7046 | 0.0050546 | 4.2582e-05 | 1.6741e-07 | -3629855.7575 | -0.0021738 | 9.3641e-07 | -0.019833 | -0.57476 | -0.019835 | -0.023627 | -0.57463 | -0.57464 | -32.9245 | -70.3537 | -70 | -21 | -13.464 | -32 | -55 | -28.157 | 32°55 ' 28,157 "S | 70°21 ' 13,464 "
922 | S/E SAN PEDRO (FFCC) | EMPRESA DE LOS FERROCARRILES DEL ESTADO | QUILLOTA | 288290 | 6353544 | 19H | 19 | H | S | -69 | -3646456 | -0.57301 | 6381867.8787 | -0.033174 | -0.91113 | -0.64331 | -1.0286 | -0.93226 | -1.7052 | 0.0050546 | 4.2582e-05 | 1.6741e-07 | -3632578.0458 | -0.0021746 | 2.6183e-06 | -0.033174 | -0.57519 | -0.03318 | -0.039522 | -0.57483 | -0.57484 | -32.9359 | -71.2644 | -71 | -15 | -51.98 | -32 | -56 | -9.234 | 32°56 ' 9,234 "S | 71°15 ' 51,98 "
923 | S/E LOS GUINDOS (FFCC) | EMPRESA DE LOS FERROCARRILES DEL ESTADO | BUIN | 340282.711 | 6268523.113 | 19H | 19 | H | S | -69 | -3731476.887 | -0.58637 | 6382129.9845 | -0.025026 | -0.92182 | -0.63957 | -1.0473 | -0.94535 | -1.7235 | 0.0050546 | 4.2582e-05 | 1.6741e-07 | -3717443.7268 | -0.0021988 | 1.4642e-06 | -0.025026 | -0.58857 | -0.025028 | -0.030083 | -0.58836 | -0.58837 | -33.7113 | -70.7236 | -70 | -43 | -24.989 | -33 | -42 | -40.585 | 33°42 ' 40,585 "S | 70°43 ' 24,989 "
924 | S/E HOSPITAL (FFCC) | EMPRESA DE LOS FERROCARRILES DEL ESTADO | PAINE | 338739 | 6251497 | 19H | 19 | H | S | -69 | -3748503 | -0.58905 | 6382182.8392 | -0.025267 | -0.92388 | -0.63872 | -1.051 | -0.94792 | -1.7271 | 0.0050546 | 4.2582e-05 | 1.6741e-07 | -3734440.0187 | -0.0022035 | 1.4873e-06 | -0.025267 | -0.59125 | -0.02527 | -0.030428 | -0.59104 | -0.59105 | -33.8645 | -70.7434 | -70 | -44 | -36.129 | -33 | -51 | -52.313 | 33°51 ' 52,313 "S | 70°44 ' 36,129 "
925 | S/E GRANEROS (FFCC) | EMPRESA DE LOS FERROCARRILES DEL ESTADO | GRANEROS | 342193 | 6229738 | 19H | 19 | H | S | -69 | -3770262 | -0.59247 | 6382250.5588 | -0.024726 | -0.92648 | -0.63758 | -1.0557 | -0.95117 | -1.7315 | 0.0050546 | 4.2582e-05 | 1.6741e-07 | -3756161.5234 | -0.0022093 | 1.4178e-06 | -0.024726 | -0.59468 | -0.024728 | -0.029845 | -0.59447 | -0.59448 | -34.0612 | -70.71 | -70 | -42 | -35.874 | -34 | -3 | -40.357 | 34°3 ' 40,357 "S | 70°42 ' 35,874 "
926 | S/E LOS LIRIOS (FFCC) | EMPRESA DE LOS FERROCARRILES DEL ESTADO | REQUÍNOA | 335631.2 | 6211057.14 | 19H | 19 | H | S | -69 | -3788942.86 | -0.5954 | 6382308.8505 | -0.025754 | -0.92867 | -0.63656 | -1.0597 | -0.95394 | -1.7354 | 0.0050546 | 4.2582e-05 | 1.6741e-07 | -3774810.7447 | -0.0022143 | 1.532e-06 | -0.025754 | -0.59762 | -0.025757 | -0.031147 | -0.59739 | -0.5974 | -34.2286 | -70.7846 | -70 | -47 | -4.474 | -34 | -13 | -42.946 | 34°13 ' 42,946 "S | 70°47 ' 4,474 "
927 | S/E RENGO (FFCC) | EMPRESA DE LOS FERROCARRILES DEL ESTADO | RENGO | 328259.5 | 6190973.2 | 19H | 19 | H | S | -69 | -3809026.8 | -0.59856 | 6382371.6748 | -0.026909 | -0.93099 | -0.63542 | -1.0641 | -0.9569 | -1.7394 | 0.0050546 | 4.2582e-05 | 1.6741e-07 | -3794861.2404 | -0.0022195 | 1.6653e-06 | -0.026909 | -0.60078 | -0.026912 | -0.032613 | -0.60053 | -0.60054 | -34.4084 | -70.8686 | -70 | -52 | -6.902 | -34 | -24 | -30.366 | 34°24 ' 30,366 "S | 70°52 ' 6,902 "
928 | S/E SAN FERNANDO (FFCC) | EMPRESA DE LOS FERROCARRILES DEL ESTADO | SAN FERNANDO | 318153 | 6169737 | 19H | 19 | H | S | -69 | -3830263 | -0.6019 | 6382438.2748 | -0.028492 | -0.93341 | -0.63417 | -1.0686 | -0.95999 | -1.7436 | 0.0050546 | 4.2582e-05 | 1.6741e-07 | -3816062.7223 | -0.0022249 | 1.8585e-06 | -0.028492 | -0.60412 | -0.028496 | -0.03461 | -0.60384 | -0.60385 | -34.5981 | -70.983 | -70 | -58 | -58.866 | -34 | -35 | -53.172 | 34°35 ' 53,172 "S | 70°58 ' 58,866 "
929 | S/E QUINTA (FFCC) | EMPRESA DE LOS FERROCARRILES DEL ESTADO | CHIMBARONGO | 311161.84 | 6145400.11 | 19H | 19 | H | S | -69 | -3854599.89 | -0.60572 | 6382514.8118 | -0.029587 | -0.93612 | -0.63267 | -1.0738 | -0.9635 | -1.7484 | 0.0050546 | 4.2582e-05 | 1.6741e-07 | -3840360.6422 | -0.002231 | 1.9936e-06 | -0.029587 | -0.60795 | -0.029591 | -0.036035 | -0.60765 | -0.60766 | -34.8162 | -71.0647 | -71 | -3 | -52.767 | -34 | -48 | -58.196 | 34°48 ' 58,196 "S | 71°3 ' 52,767 "
930 | S/E CURICO (FFCC) | EMPRESA DE LOS FERROCARRILES DEL ESTADO | CURICO | 296522 | 6125588 | 19H | 19 | H | S | -69 | -3874412 | -0.60883 | 6382577.2838 | -0.03188 | -0.9383 | -0.6314 | -1.078 | -0.96634 | -1.7522 | 0.0050546 | 4.2582e-05 | 1.6741e-07 | -3860141.6739 | -0.0022358 | 2.3046e-06 | -0.03188 | -0.61107 | -0.031886 | -0.038911 | -0.61071 | -0.61072 | -34.9919 | -71.2294 | -71 | -13 | -45.986 | -34 | -59 | -30.721 | 34°59 ' 30,721 "S | 71°13 ' 45,986 "
931 | S/E ITAHUE (FFCC) | EMPRESA DE LOS FERROCARRILES DEL ESTADO | MOLINA | 284497.45 | 6108627.25 | 19H | 19 | H | S | -69 | -3891372.75 | -0.6115 | 6382630.8803 | -0.033764 | -0.94013 | -0.63027 | -1.0816 | -0.96874 | -1.7554 | 0.0050546 | 4.2582e-05 | 1.6741e-07 | -3877076.2803 | -0.0022399 | 2.5754e-06 | -0.033764 | -0.61374 | -0.03377 | -0.041286 | -0.61334 | -0.61335 | -35.1422 | -71.3655 | -71 | -21 | -55.8 | -35 | -8 | -31.874 | 35°8 ' 31,874 "S | 71°21 ' 55,8 "
932 | S/E PANGUILEMO (FFCC) | EMPRESA DE LOS FERROCARRILES DEL ESTADO | TALCA | 264917.33 | 6083052.54 | 19H | 19 | H | S | -69 | -3916947.46 | -0.61552 | 6382711.8954 | -0.036831 | -0.94284 | -0.62852 | -1.0869 | -0.97233 | -1.7602 | 0.0050546 | 4.2582e-05 | 1.6741e-07 | -3902612.3768 | -0.0022459 | 3.0473e-06 | -0.036831 | -0.61776 | -0.036839 | -0.045161 | -0.61728 | -0.61729 | -35.3682 | -71.5876 | -71 | -35 | -15.194 | -35 | -22 | -5.434 | 35°22 ' 5,434 "S | 71°35 ' 15,194 "
933 | S/E VILLA ALEGRE (FFCC) | EMPRESA DE LOS FERROCARRILES DEL ESTADO | VILLA ALEGRE | 256779.91 | 6046535.05 | 19H | 19 | H | S | -69 | -3953464.95 | -0.62126 | 6382827.9783 | -0.038105 | -0.9466 | -0.6259 | -1.0946 | -0.97739 | -1.7669 | 0.0050546 | 4.2582e-05 | 1.6741e-07 | -3939076.4201 | -0.0022543 | 3.2353e-06 | -0.038105 | -0.62351 | -0.038115 | -0.046914 | -0.62299 | -0.623 | -35.6951 | -71.688 | -71 | -41 | -16.772 | -35 | -41 | -42.465 | 35°41 ' 42,465 "S | 71°41 ' 16,772 "
934 | S/E LONGAVI (FFCC) | EMPRESA DE LOS FERROCARRILES DEL ESTADO | LONGAVÍ | 256817.28 | 6016885.46 | 19H | 19 | H | S | -69 | -3983114.54 | -0.62592 | 6382922.5692 | -0.038099 | -0.94956 | -0.62366 | -1.1007 | -0.98144 | -1.7723 | 0.0050546 | 4.2582e-05 | 1.6741e-07 | -3968684.0812 | -0.0022608 | 3.2126e-06 | -0.038099 | -0.62818 | -0.038108 | -0.047065 | -0.62765 | -0.62766 | -35.9622 | -71.6966 | -71 | -41 | -47.778 | -35 | -57 | -43.809 | 35°57 ' 43,809 "S | 71°41 ' 47,778 "
935 | S/E NIQUEN (FFCC) | EMPRESA DE LOS FERROCARRILES DEL ESTADO | ÑIQUÉN | 239328.11 | 5979363.35 | 19H | 19 | H | S | -69 | -4020636.65 | -0.63181 | 6383042.6988 | -0.040838 | -0.95319 | -0.6207 | -1.1084 | -0.98648 | -1.7789 | 0.0050546 | 4.2582e-05 | 1.6741e-07 | -4006155.0199 | -0.0022688 | 3.6596e-06 | -0.040838 | -0.63408 | -0.040849 | -0.050663 | -0.63347 | -0.63348 | -36.2955 | -71.9027 | -71 | -54 | -9.893 | -36 | -17 | -43.848 | 36°17 ' 43,848 "S | 71°54 ' 9,893 "
936 | S/E COCHARCAS (FFCC) | EMPRESA DE LOS FERROCARRILES DEL ESTADO | SAN CARLOS | 764320.62 | 5954245.64 | 18H | 18 | H | S | -75 | -4045754.36 | -0.63576 | 6383123.3712 | 0.041409 | -0.95555 | -0.61864 | -1.1135 | -0.98981 | -1.7832 | 0.0050546 | 4.2582e-05 | 1.6741e-07 | -4031239.6592 | -0.0022739 | 3.7409e-06 | 0.041409 | -0.63803 | 0.041421 | 0.05152 | -0.6374 | -0.63741 | -36.5207 | -72.0481 | -72 | -2 | -53.229 | -36 | -31 | -14.391 | 36°31 ' 14,391 "S | 72°2 ' 53,229 "
937 | S/E BULNES (FFCC) | EMPRESA DE LOS FERROCARRILES DEL ESTADO | BULNES | 741886.63 | 5930167.04 | 18H | 18 | H | S | -75 | -4069832.96 | -0.63954 | 6383200.8938 | 0.037894 | -0.95775 | -0.6166 | -1.1184 | -0.99296 | -1.7873 | 0.0050546 | 4.2582e-05 | 1.6741e-07 | -4055287.4506 | -0.0022787 | 3.1152e-06 | 0.037894 | -0.64182 | 0.037903 | 0.047284 | -0.64129 | -0.64129 | -36.7434 | -72.2908 | -72 | -17 | -26.908 | -36 | -44 | -36.333 | 36°44 ' 36,333 "S | 72°17 ' 26,908 "
938 | S/E MONTE AGUILA (FFCC) | EMPRESA DE LOS FERROCARRILES DEL ESTADO |  | 727195.38 | 5892292.22 | 18H | 18 | H | S | -75 | -4107707.78 | -0.6455 | 6383323.1953 | 0.035592 | -0.96111 | -0.61327 | -1.1261 | -0.99785 | -1.7935 | 0.0050546 | 4.2582e-05 | 1.6741e-07 | -4093115.5856 | -0.002286 | 2.7238e-06 | 0.035592 | -0.64778 | 0.0356 | 0.044613 | -0.6473 | -0.64731 | -37.0881 | -72.4438 | -72 | -26 | -37.809 | -37 | -5 | -17.314 | 37°5 ' 17,314 "S | 72°26 ' 37,809 "
939 | S/E LAJA (FFCC) | EMPRESA DE LOS FERROCARRILES DEL ESTADO | LAJA | 703453.76 | 5871157.17 | 18H | 18 | H | S | -75 | -4128842.83 | -0.64882 | 6383391.6287 | 0.031872 | -0.96292 | -0.61135 | -1.1303 | -1.0005 | -1.797 | 0.0050546 | 4.2582e-05 | 1.6741e-07 | -4114225.5306 | -0.0022899 | 2.1733e-06 | 0.031872 | -0.65111 | 0.031878 | 0.040055 | -0.65072 | -0.65073 | -37.284 | -72.705 | -72 | -42 | -17.962 | -37 | -17 | -2.257 | 37°17 ' 2,257 "S | 72°42 ' 17,962 "
940 | S/E RENAICO (FFCC) | EMPRESA DE LOS FERROCARRILES DEL ESTADO | RENAICO | 713397.49 | 5827443.98 | 18H | 18 | H | S | -75 | -4172556.02 | -0.65569 | 6383533.5762 | 0.033429 | -0.96654 | -0.60724 | -1.139 | -1.006 | -1.8039 | 0.0050546 | 4.2582e-05 | 1.6741e-07 | -4157888.9544 | -0.0022976 | 2.3659e-06 | 0.033429 | -0.65798 | 0.033436 | 0.042233 | -0.65755 | -0.65756 | -37.6754 | -72.5802 | -72 | -34 | -48.871 | -37 | -40 | -31.441 | 37°40 ' 31,441 "S | 72°34 ' 48,871 "
941 | S/E COLLIPULLI (FFCC) | EMPRESA DE LOS FERROCARRILES DEL ESTADO | COLLIPULLI | 724008.88 | 5796878.71 | 18H | 18 | H | S | -75 | -4203121.29 | -0.66049 | 6383633.1445 | 0.035091 | -0.96896 | -0.60426 | -1.145 | -1.0098 | -1.8086 | 0.0050546 | 4.2582e-05 | 1.6741e-07 | -4188421.1597 | -0.0023028 | 2.5877e-06 | 0.035091 | -0.66279 | 0.035098 | 0.044496 | -0.66231 | -0.66232 | -37.9481 | -72.4506 | -72 | -27 | -2.058 | -37 | -56 | -53.121 | 37°56 ' 53,121 "S | 72°27 ' 2,058 "
942 | S/E VICTORIA (FFCC) | EMPRESA DE LOS FERROCARRILES DEL ESTADO | VICTORIA | 732581.71 | 5764325.24 | 18H | 18 | H | S | -75 | -4235674.76 | -0.6656 | 6383739.4631 | 0.036433 | -0.97144 | -0.60098 | -1.1513 | -1.0137 | -1.8135 | 0.0050546 | 4.2582e-05 | 1.6741e-07 | -4220940.9874 | -0.002308 | 2.7672e-06 | 0.036433 | -0.66791 | 0.036441 | 0.046382 | -0.66739 | -0.6674 | -38.239 | -72.3425 | -72 | -20 | -33.003 | -38 | -14 | -20.46 | 38°14 ' 20,46 "S | 72°20 ' 33,003 "
943 | S/E CONCEPCION (FFCC) | EMPRESA DE LOS FERROCARRILES DEL ESTADO | CONCEPCIÓN | 675526 | 5925011 | 18H | 18 | H | S | -75 | -4074989 | -0.64035 | 6383217.5175 | 0.027498 | -0.95822 | -0.61615 | -1.1195 | -0.99364 | -1.7881 | 0.0050546 | 4.2582e-05 | 1.6741e-07 | -4060437.0074 | -0.0022797 | 1.6384e-06 | 0.027498 | -0.64263 | 0.027501 | 0.034341 | -0.64235 | -0.64236 | -36.8045 | -73.0324 | -73 | -1 | -56.655 | -36 | -48 | -16.127 | 36°48 ' 16,127 "S | 73°1 ' 56,655 "
944 | S/E LAUTARO (FFCC) | EMPRESA DE LOS FERROCARRILES DEL ESTADO | LAUTARO | 721695.75 | 5733434.05 | 18H | 18 | H | S | -75 | -4266565.95 | -0.67046 | 6383840.6039 | 0.034728 | -0.97369 | -0.59778 | -1.1573 | -1.0174 | -1.818 | 0.0050546 | 4.2582e-05 | 1.6741e-07 | -4251801.7574 | -0.0023127 | 2.495e-06 | 0.034728 | -0.67277 | 0.034735 | 0.044383 | -0.67229 | -0.6723 | -38.5199 | -72.457 | -72 | -27 | -25.362 | -38 | -31 | -11.618 | 38°31 ' 11,618 "S | 72°27 ' 25,362 "
945 | S/E METRENCO (FFCC) | EMPRESA DE LOS FERROCARRILES DEL ESTADO | PADRE LAS CASAS | 705580.99 | 5699431.41 | 18H | 18 | H | S | -75 | -4300568.59 | -0.6758 | 6383952.2031 | 0.032203 | -0.97607 | -0.59416 | -1.1638 | -1.0214 | -1.8229 | 0.0050546 | 4.2582e-05 | 1.6741e-07 | -4285772.6114 | -0.0023177 | 2.1272e-06 | 0.032203 | -0.67812 | 0.032208 | 0.041335 | -0.6777 | -0.67771 | -38.8299 | -72.6317 | -72 | -37 | -53.993 | -38 | -49 | -47.737 | 38°49 ' 47,737 "S | 72°37 ' 53,993 "
946 | S/E EKA CHILE | EKA CHILE S.A. | TALCAHUANO | 667515.31 | 5929544.27 | 18H | 18 | H | S | -75 | -4070455.73 | -0.63964 | 6383202.9013 | 0.026243 | -0.95781 | -0.61654 | -1.1185 | -0.99305 | -1.7874 | 0.0050546 | 4.2582e-05 | 1.6741e-07 | -4055909.4354 | -0.0022788 | 1.4939e-06 | 0.026243 | -0.64192 | 0.026246 | 0.032757 | -0.64166 | -0.64167 | -36.7651 | -73.1232 | -73 | -7 | -23.353 | -36 | -45 | -54.313 | 36°45 ' 54,313 "S | 73°7 ' 23,353 "
948 | S/E FUNDICION PAIPOTE | EMPRESA NACIONAL DE MINERÍA, FUNDICIÓN HERNÁN VIDELA LIRA | COPIAPÓ | 375643.75 | 6966791.31 | 19J | 19 | J | S | -69 | -3033208.69 | -0.47665 | 6380082.607 | -0.019491 | -0.81533 | -0.6437 | -0.88431 | -0.82416 | -1.543 | 0.0050546 | 4.2582e-05 | 1.6741e-07 | -3020749.4232 | -0.0019528 | 1.0107e-06 | -0.019491 | -0.4786 | -0.019493 | -0.021956 | -0.4785 | -0.47851 | -27.4166 | -70.258 | -70 | -15 | -28.836 | -27 | -24 | -59.796 | 27°24 ' 59,796 "S | 70°15 ' 28,836 "
949 | S/E MAUCO | ENAP REFINERIAS S.A. - ACONCAGUA | CONCÓN | 266608.93 | 6353928.67 | 19H | 19 | H | S | -69 | -3646071.33 | -0.57295 | 6381866.6999 | -0.036571 | -0.91108 | -0.64333 | -1.0285 | -0.9322 | -1.7051 | 0.0050546 | 4.2582e-05 | 1.6741e-07 | -3632194.1018 | -0.0021745 | 3.1823e-06 | -0.036571 | -0.57513 | -0.036579 | -0.043564 | -0.57469 | -0.5747 | -32.928 | -71.4961 | -71 | -29 | -45.814 | -32 | -55 | -40.857 | 32°55 ' 40,857 "S | 71°29 ' 45,814 "
950 | S/E ERBB | ENAP REFINERÍAS S.A. | HUALPÉN | 668022.66 | 5928056.85 | 18H | 18 | H | S | -75 | -4071943.15 | -0.63988 | 6383207.6963 | 0.026323 | -0.95794 | -0.61642 | -1.1188 | -0.99324 | -1.7876 | 0.0050546 | 4.2582e-05 | 1.6741e-07 | -4057394.9824 | -0.0022791 | 1.5024e-06 | 0.026323 | -0.64215 | 0.026326 | 0.032862 | -0.6419 | -0.6419 | -36.7784 | -73.1171 | -73 | -7 | -1.719 | -36 | -46 | -42.235 | 36°46 ' 42,235 "S | 73°7 ' 1,719 "
951 | S/E ERBB-2 | ENAP REFINERÍAS S.A. | HUALPÉN | 667802.96 | 5927318.03 | 18H | 18 | H | S | -75 | -4072681.97 | -0.63999 | 6383210.0784 | 0.026288 | -0.95801 | -0.61635 | -1.119 | -0.99334 | -1.7877 | 0.0050546 | 4.2582e-05 | 1.6741e-07 | -4058132.8733 | -0.0022793 | 1.4982e-06 | 0.026288 | -0.64227 | 0.026291 | 0.032822 | -0.64201 | -0.64202 | -36.7851 | -73.1194 | -73 | -7 | -9.992 | -36 | -47 | -6.34 | 36°47 ' 6,34 "S | 73°7 ' 9,992 "
952 | S/E PAJONALES | EUROPEAN SOUTHERN OBSERVATORY | LA HIGUERA | 313266.96 | 6778092.79 | 19J | 19 | J | S | -69 | -3221907.21 | -0.5063 | 6380610.2797 | -0.029266 | -0.84821 | -0.64874 | -0.9304 | -0.85999 | -1.5987 | 0.0050546 | 4.2582e-05 | 1.6741e-07 | -3208957.0679 | -0.0020296 | 2.2074e-06 | -0.029266 | -0.50833 | -0.02927 | -0.033494 | -0.50809 | -0.5081 | -29.1119 | -70.9191 | -70 | -55 | -8.613 | -29 | -6 | -42.91 | 29°6 ' 42,91 "S | 70°55 ' 8,613 "
954 | S/E R | FUNDICIÓN TALLERES LTDA. | RANCAGUA | 338653 | 6216908 | 19H | 19 | H | S | -69 | -3783092 | -0.59448 | 6382290.5785 | -0.02528 | -0.92799 | -0.63688 | -1.0585 | -0.95308 | -1.7342 | 0.0050546 | 4.2582e-05 | 1.6741e-07 | -3768969.739 | -0.0022127 | 1.478e-06 | -0.02528 | -0.5967 | -0.025283 | -0.030555 | -0.59648 | -0.59649 | -34.1763 | -70.7507 | -70 | -45 | -2.486 | -34 | -10 | -34.778 | 34°10 ' 34,778 "S | 70°45 ' 2,486 "
955 | S/E R2 | FUNDICIÓN TALLERES LTDA. | RANCAGUA | 338457.9999 | 6216755.0138 | 19H | 19 | H | S | -69 | -3783244.9862 | -0.59451 | 6382291.0561 | -0.025311 | -0.928 | -0.63688 | -1.0585 | -0.9531 | -1.7342 | 0.0050546 | 4.2582e-05 | 1.6741e-07 | -3769122.4669 | -0.0022128 | 1.4816e-06 | -0.025311 | -0.59672 | -0.025314 | -0.030593 | -0.5965 | -0.59651 | -34.1777 | -70.7528 | -70 | -45 | -10.203 | -34 | -10 | -39.634 | 34°10 ' 39,634 "S | 70°45 ' 10,203 "
956 | S/E GNL QUINTERO | GNL QUINTERO S.A. | QUINTERO | 267009 | 6370558 | 19H | 19 | H | S | -69 | -3629442 | -0.57034 | 6381815.8033 | -0.036509 | -0.90892 | -0.64396 | -1.0248 | -0.92959 | -1.7014 | 0.0050546 | 4.2582e-05 | 1.6741e-07 | -3615596.3571 | -0.0021695 | 3.1821e-06 | -0.036509 | -0.57251 | -0.036517 | -0.043417 | -0.57208 | -0.57209 | -32.7782 | -71.4876 | -71 | -29 | -15.346 | -32 | -46 | -41.653 | 32°46 ' 41,653 "S | 71°29 ' 15,346 "
958 | S/E GRANEROS INDURA | INDURA | GRANEROS | 341735.24 | 6227598.07 | 19H | 19 | H | S | -69 | -3772401.93 | -0.5928 | 6382257.2291 | -0.024798 | -0.92673 | -0.63747 | -1.0562 | -0.95149 | -1.732 | 0.0050546 | 4.2582e-05 | 1.6741e-07 | -3758297.8032 | -0.0022099 | 1.4253e-06 | -0.024798 | -0.59501 | -0.0248 | -0.029938 | -0.59481 | -0.59482 | -34.0804 | -70.7153 | -70 | -42 | -55.123 | -34 | -4 | -49.556 | 34°4 ' 49,556 "S | 70°42 ' 55,123 "
959 | S/E LIRQUEN INDURA | INDURA | PENCO | 680945.03 | 5934419.46 | 18H | 18 | H | S | -75 | -4065580.54 | -0.63888 | 6383187.1897 | 0.028347 | -0.95737 | -0.61696 | -1.1176 | -0.99241 | -1.7865 | 0.0050546 | 4.2582e-05 | 1.6741e-07 | -4051040.4078 | -0.0022779 | 1.745e-06 | 0.028347 | -0.64115 | 0.028351 | 0.035362 | -0.64085 | -0.64086 | -36.7187 | -72.9739 | -72 | -58 | -26.127 | -36 | -43 | -7.311 | 36°43 ' 7,311 "S | 72°58 ' 26,127 "
960 | S/E MAPAL | SAGESA S.A. | SAN PEDRO DE LA PAZ | 665646.31 | 5918217.62 | 18H | 18 | H | S | -75 | -4081782.38 | -0.64142 | 6383239.4326 | 0.02595 | -0.95883 | -0.61556 | -1.1208 | -0.99452 | -1.7893 | 0.0050546 | 4.2582e-05 | 1.6741e-07 | -4067221.9068 | -0.002281 | 1.4568e-06 | 0.02595 | -0.6437 | 0.025953 | 0.032435 | -0.64345 | -0.64346 | -36.8675 | -73.1416 | -73 | -8 | -29.823 | -36 | -52 | -2.885 | 36°52 ' 2,885 "S | 73°8 ' 29,823 "
962 | S/E FIBRANOVA | MASISA S.A. | CABRERO | 731629.68 | 5897308.28 | 18H | 18 | H | S | -75 | -4102691.72 | -0.64471 | 6383306.9731 | 0.036287 | -0.96067 | -0.61372 | -1.125 | -0.99721 | -1.7927 | 0.0050546 | 4.2582e-05 | 1.6741e-07 | -4088105.5835 | -0.002285 | 2.8346e-06 | 0.036287 | -0.64699 | 0.036295 | 0.045456 | -0.6465 | -0.6465 | -37.0419 | -72.3955 | -72 | -23 | -43.937 | -37 | -2 | -30.796 | 37°2 ' 30,796 "S | 72°23 ' 43,937 "
963 | S/E METRO | EMPRESA DE TRANSPORTE DE PASAJEROS METRO S.A. | SANTIAGO | 346123.98 | 6298015.72 | 19H | 19 | H | S | -69 | -3701984.28 | -0.58174 | 6382038.7148 | -0.024111 | -0.91819 | -0.64096 | -1.0408 | -0.94086 | -1.7173 | 0.0050546 | 4.2582e-05 | 1.6741e-07 | -3688003.7735 | -0.0021906 | 1.3675e-06 | -0.024111 | -0.58393 | -0.024113 | -0.028894 | -0.58374 | -0.58375 | -33.4462 | -70.6555 | -70 | -39 | -19.832 | -33 | -26 | -46.461 | 33°26 ' 46,461 "S | 70°39 ' 19,832 "
964 | S/E MINERA FRANKE | SOCIEDAD CONTRACTUAL MINERA FRANKE | TALTAL | 411589.94 | 7142035.22 | 19J | 19 | J | S | -69 | -2857964.78 | -0.44911 | 6379612.1285 | -0.013858 | -0.78222 | -0.63477 | -0.84022 | -0.78885 | -1.4865 | 0.0050546 | 4.2582e-05 | 1.6741e-07 | -2846002.3916 | -0.0018751 | 5.2517e-07 | -0.013858 | -0.45098 | -0.013859 | -0.015397 | -0.45094 | -0.45095 | -25.8373 | -69.8822 | -69 | -52 | -55.852 | -25 | -50 | -14.348 | 25°50 ' 14,348 "S | 69°52 ' 55,852 "
965 | S/E MINERA LA CANDELARIA | COMPAÑÍA CONTRACTUAL MINERA CANDELARIA | TIERRA AMARILLA | 371248 | 6954217.0121 | 19J | 19 | J | S | -69 | -3045782.9879 | -0.47862 | 6380117.1086 | -0.02018 | -0.81761 | -0.64418 | -0.88743 | -0.82662 | -1.5469 | 0.0050546 | 4.2582e-05 | 1.6741e-07 | -3033289.5668 | -0.0019582 | 1.0812e-06 | -0.02018 | -0.48058 | -0.020182 | -0.022756 | -0.48047 | -0.48048 | -27.5297 | -70.3038 | -70 | -18 | -13.696 | -27 | -31 | -46.895 | 27°31 ' 46,895 "S | 70°18 ' 13,696 "
966 | S/E LAS LUCES | MINERA LAS CENIZAS S.A. | TALTAL | 362887 | 7154971.0118 | 19J | 19 | J | S | -69 | -2845028.9882 | -0.44707 | 6379578.1872 | -0.021492 | -0.77968 | -0.63395 | -0.83691 | -0.78617 | -1.4821 | 0.0050546 | 4.2582e-05 | 1.6741e-07 | -2833104.7973 | -0.0018691 | 1.2656e-06 | -0.021492 | -0.44894 | -0.021494 | -0.023854 | -0.44883 | -0.44884 | -25.7168 | -70.3667 | -70 | -22 | -0.205 | -25 | -43 | -0.397 | 25°43 ' 0,397 "S | 70°22 ' 0,205 "
967 | S/E PLANTA OXIDO | MINERA LAS CENIZAS S.A. | TALTAL | 368599 | 7146065.0117 | 19J | 19 | J | S | -69 | -2853934.9883 | -0.44847 | 6379601.5431 | -0.020597 | -0.78143 | -0.63452 | -0.83919 | -0.78802 | -1.4851 | 0.0050546 | 4.2582e-05 | 1.6741e-07 | -2841984.4772 | -0.0018732 | 1.1608e-06 | -0.020597 | -0.45035 | -0.020599 | -0.022876 | -0.45025 | -0.45025 | -25.7977 | -70.3107 | -70 | -18 | -38.455 | -25 | -47 | -51.725 | 25°47 ' 51,725 "S | 70°18 ' 38,455 "
968 | S/E CABILDO (DREIM) | MINERA LAS CENIZAS S.A. | CABILDO | 304765.505 | 6409238.5555 | 19H | 19 | H | S | -69 | -3590761.4445 | -0.56426 | 6381697.894 | -0.030593 | -0.90378 | -0.6453 | -1.0162 | -0.92344 | -1.6926 | 0.0050546 | 4.2582e-05 | 1.6741e-07 | -3576990.803 | -0.0021578 | 2.2518e-06 | -0.030593 | -0.56642 | -0.030598 | -0.036245 | -0.56612 | -0.56613 | -32.4369 | -71.0767 | -71 | -4 | -35.99 | -32 | -26 | -12.8 | 32°26 ' 12,8 "S | 71°4 ' 35,99 "
969 | S/E LA COIPA | CIA. MINERA MANTOS DE ORO | COPIAPÓ | 473440 | 7032649.0116 | 19J | 19 | J | S | -69 | -2967350.9884 | -0.4663 | 6379903.5062 | -0.0041631 | -0.80317 | -0.64083 | -0.86788 | -0.81112 | -1.5223 | 0.0050546 | 4.2582e-05 | 1.6741e-07 | -2955073.909 | -0.0019243 | 4.6597e-08 | -0.0041631 | -0.46822 | -0.0041631 | -0.0046652 | -0.46822 | -0.46823 | -26.8274 | -69.2673 | -69 | -16 | -2.257 | -26 | -49 | -38.79 | 26°49 ' 38,79 "S | 69°16 ' 2,257 "
972 | S/E MINERA MARICUNGA | COMPAÑÍA MINERA MARICUNGA | TIERRA AMARILLA | 471524.24 | 6952876.78 | 19J | 19 | J | S | -69 | -3047123.22 | -0.47883 | 6380120.7916 | -0.0044632 | -0.81785 | -0.64423 | -0.88776 | -0.82688 | -1.5473 | 0.0050546 | 4.2582e-05 | 1.6741e-07 | -3034626.1706 | -0.0019587 | 5.2876e-08 | -0.0044632 | -0.48079 | -0.0044632 | -0.0050339 | -0.48079 | -0.4808 | -27.5476 | -69.2884 | -69 | -17 | -18.311 | -27 | -32 | -51.384 | 27°32 ' 51,384 "S | 69°17 ' 18,311 "
973 | S/E MINERA OJOS DEL SALADO | COMPAÑÍA CONTRACTUAL MINERA OJOS DEL SALADO | COPIAPÓ |  |  |  | #VALUE! | #VALUE! | S | #VALUE! | #VALUE! | #VALUE! | #VALUE! | #VALUE! | #VALUE! | #VALUE! | #VALUE! | #VALUE! | #VALUE! | 0.0050546 | 4.2582e-05 | 1.6741e-07 | #VALUE! | #VALUE! | #VALUE! | #VALUE! | #VALUE! | #VALUE! | #VALUE! | #VALUE! | #VALUE! | #VALUE! | #VALUE! | #VALUE! | #VALUE! | #VALUE! | #VALUE! | #VALUE! | #VALUE! | #VALUE! | #VALUE!
974 | S/E LOS PIUQUENES | MINERA LOS PELAMBRES | SALAMANCA | 350593 | 6479320.0132 | 19J | 19 | J | S | -69 | -3520679.9868 | -0.55325 | 6381486.0184 | -0.023413 | -0.89414 | -0.64726 | -1.0003 | -0.91205 | -1.6763 | 0.0050546 | 4.2582e-05 | 1.6741e-07 | -3507050.659 | -0.0021358 | 1.3371e-06 | -0.023413 | -0.55538 | -0.023415 | -0.02755 | -0.55521 | -0.55522 | -31.812 | -70.5785 | -70 | -34 | -42.498 | -31 | -48 | -43.114 | 31°48 ' 43,114 "S | 70°34 ' 42,498 "
975 | S/E MAURO | MINERA LOS PELAMBRES | LOS VILOS | 310382.67 | 6464131.93 | 19J | 19 | J | S | -69 | -3535868.07 | -0.55564 | 6381531.7406 | -0.029713 | -0.89626 | -0.64689 | -1.0038 | -0.91455 | -1.6799 | 0.0050546 | 4.2582e-05 | 1.6741e-07 | -3522207.5259 | -0.0021406 | 2.1473e-06 | -0.029713 | -0.55778 | -0.029718 | -0.035012 | -0.5575 | -0.55751 | -31.9429 | -71.0061 | -71 | 0 | -21.809 | -31 | -56 | -34.595 | 31°56 ' 34,595 "S | 71°0 ' 21,809 "
977 | S/E MINERA TECK CDA 110 KV | COMPAÑÍA MINERA TECK CARMEN DE ANDACOLLO | ANDACOLLO | 298730.9999 | 6650493.0146 | 19J | 19 | J | S | -69 | -3349506.9854 | -0.52635 | 6380978.5781 | -0.031542 | -0.86876 | -0.6495 | -0.96073 | -0.88292 | -1.6334 | 0.0050546 | 4.2582e-05 | 1.6741e-07 | -3336251.7785 | -0.0020773 | 2.5064e-06 | -0.031542 | -0.52843 | -0.031547 | -0.036514 | -0.52814 | -0.52815 | -30.2605 | -71.0921 | -71 | -5 | -31.476 | -30 | -15 | -37.908 | 30°15 ' 37,908 "S | 71°5 ' 31,476 "
978 | S/E MINERA TECK CDA 220 KV | COMPAÑÍA MINERA TECK CARMEN DE ANDACOLLO | ANDACOLLO | 298712.48 | 6650470.773 | 19J | 19 | J | S | -69 | -3349529.227 | -0.52635 | 6380978.6431 | -0.031545 | -0.86877 | -0.6495 | -0.96074 | -0.88293 | -1.6334 | 0.0050546 | 4.2582e-05 | 1.6741e-07 | -3336273.9688 | -0.0020773 | 2.5069e-06 | -0.031545 | -0.52843 | -0.03155 | -0.036517 | -0.52814 | -0.52815 | -30.2607 | -71.0923 | -71 | -5 | -32.184 | -30 | -15 | -38.619 | 30°15 ' 38,619 "S | 71°5 ' 32,184 "
979 | S/E MINERA VALLE CENTRAL | MINERA VALLE CENTRAL S.A. | REQUÍNOA | 345731.39 | 6209782.74 | 19H | 19 | H | S | -69 | -3790217.26 | -0.5956 | 6382312.8322 | -0.024171 | -0.92882 | -0.63649 | -1.06 | -0.95413 | -1.7356 | 0.0050546 | 4.2582e-05 | 1.6741e-07 | -3776083.005 | -0.0022146 | 1.3491e-06 | -0.024171 | -0.59782 | -0.024174 | -0.029238 | -0.59762 | -0.59763 | -34.2416 | -70.6752 | -70 | -40 | -30.673 | -34 | -14 | -29.872 | 34°14 ' 29,872 "S | 70°40 ' 30,673 "
980 | S/E OXY | OCCIDENTAL CHEMICAL CHILE LTDA. | TALCAHUANO | 667514 | 5929845 | 18H | 18 | H | S | -75 | -4070155 | -0.63959 | 6383201.9319 | 0.026243 | -0.95778 | -0.61657 | -1.1185 | -0.99301 | -1.7873 | 0.0050546 | 4.2582e-05 | 1.6741e-07 | -4055609.0845 | -0.0022788 | 1.494e-06 | 0.026243 | -0.64187 | 0.026246 | 0.032756 | -0.64162 | -0.64162 | -36.7624 | -73.1232 | -73 | -7 | -23.644 | -36 | -45 | -44.56 | 36°45 ' 44,56 "S | 73°7 ' 23,644 "
982 | S/E PAPELERA BIO BIO | INVERSIONES BO PAPER S.A. | SAN PEDRO DE LA PAZ | 669732.287 | 5921872.35 | 18H | 18 | H | S | -75 | -4078127.65 | -0.64085 | 6383227.6409 | 0.02659 | -0.9585 | -0.61588 | -1.1201 | -0.99404 | -1.7886 | 0.0050546 | 4.2582e-05 | 1.6741e-07 | -4063571.7305 | -0.0022803 | 1.5309e-06 | 0.02659 | -0.64313 | 0.026593 | 0.03322 | -0.64286 | -0.64287 | -36.8338 | -73.0966 | -73 | -5 | -47.82 | -36 | -50 | -1.733 | 36°50 ' 1,733 "S | 73°5 ' 47,82 "
983 | S/E PETRODOW | ENAP REFINERÍAS S.A. | TALCAHUANO | 667232 | 5929181 | 18H | 18 | H | S | -75 | -4070819 | -0.6397 | 6383204.0723 | 0.026199 | -0.95784 | -0.61651 | -1.1186 | -0.99309 | -1.7874 | 0.0050546 | 4.2582e-05 | 1.6741e-07 | -4056272.2476 | -0.0022789 | 1.4887e-06 | 0.026199 | -0.64198 | 0.026202 | 0.032703 | -0.64172 | -0.64173 | -36.7684 | -73.1262 | -73 | -7 | -34.488 | -36 | -46 | -6.276 | 36°46 ' 6,276 "S | 73°7 ' 34,488 "
984 | S/E PETROQUIM | PETROQUIM S.A. | HUALPÉN | 667763.16 | 5928172.58 | 18H | 18 | H | S | -75 | -4071827.42 | -0.63986 | 6383207.3232 | 0.026282 | -0.95793 | -0.61643 | -1.1188 | -0.99322 | -1.7876 | 0.0050546 | 4.2582e-05 | 1.6741e-07 | -4057279.398 | -0.0022791 | 1.4978e-06 | 0.026282 | -0.64214 | 0.026285 | 0.032811 | -0.64188 | -0.64189 | -36.7774 | -73.1201 | -73 | -7 | -12.274 | -36 | -46 | -38.647 | 36°46 ' 38,647 "S | 73°7 ' 12,274 " | -36.785 | -73.1191 | si | Petroquim154
993 | S/E FPC | FORESTAL Y PAPELERA CONCEPCIÓN S.A. | CORONEL | 664278.43 | 5910783.96 | 18H | 18 | H | S | -75 | -4089216.04 | -0.64259 | 6383263.4294 | 0.025736 | -0.95949 | -0.61491 | -1.1223 | -0.99548 | -1.7905 | 0.0050546 | 4.2582e-05 | 1.6741e-07 | -4074646.3671 | -0.0022825 | 1.4304e-06 | 0.025736 | -0.64487 | 0.025739 | 0.032195 | -0.64462 | -0.64463 | -36.9347 | -73.1553 | -73 | -9 | -19.24 | -36 | -56 | -4.861 | 36°56 ' 4,861 "S | 73°9 ' 19,24 "
995 | S/E TAP OFF PUNTA PEUCO | COMPAÑÍA TRANSMISORA DEL NORTE GRANDE S.A. | TILTIL | 329534.0699 | 6334037.054 | 19H | 19 | H | S | -69 | -3665962.946 | -0.57608 | 6381927.741 | -0.026711 | -0.91364 | -0.64253 | -1.0329 | -0.93531 | -1.7095 | 0.0050546 | 4.2582e-05 | 1.6741e-07 | -3652048.4585 | -0.0021803 | 1.6908e-06 | -0.026711 | -0.57826 | -0.026714 | -0.03189 | -0.57803 | -0.57804 | -33.119 | -70.8271 | -70 | -49 | -37.698 | -33 | -7 | -8.34 | 33°7 ' 8,34 "S | 70°49 ' 37,698 " | -33.1189 | -70.826 | si | PPeuco110
997 | TAP OFF PORTO VIENTO | CGE TRANSMISIÓN S.A. | CORONEL | 663752.4944 | 5907004.5373 | 18H | 18 | H | S | -75 | -4092995.4627 | -0.64318 | 6383275.6362 | 0.025653 | -0.95982 | -0.61458 | -1.1231 | -0.99597 | -1.7911 | 0.0050546 | 4.2582e-05 | 1.6741e-07 | -4078421.1446 | -0.0022832 | 1.4199e-06 | 0.025653 | -0.64547 | 0.025656 | 0.032107 | -0.64522 | -0.64523 | -36.9688 | -73.1604 | -73 | -9 | -37.542 | -36 | -58 | -7.778 | 36°58 ' 7,778 "S | 73°9 ' 37,542 "
998 | TAP OFF POLPAICO | CGE TRANSMISIÓN S.A. | CORONEL | 662780.69 | 5906148.24 | 18 H | 18 | H | S | -75 | -4093851.76 | -0.64332 | 6383278.4025 | 0.025501 | -0.9599 | -0.6145 | -1.1233 | -0.99608 | -1.7913 | 0.0050546 | 4.2582e-05 | 1.6741e-07 | -4079276.3924 | -0.0022834 | 1.4029e-06 | 0.025501 | -0.6456 | 0.025504 | 0.031919 | -0.64536 | -0.64537 | -36.9767 | -73.1712 | -73 | -10 | -16.161 | -36 | -58 | -36.159 | 36°58 ' 36,159 "S | 73°10 ' 16,161 "
999 | TAP OFF GRANEROS | CGE TRANSMISIÓN S.A. | GRANEROS | 342327.93 | 6229789.86 | 19H | 19 | H | S | -69 | -3770210.14 | -0.59246 | 6382250.3972 | -0.024705 | -0.92647 | -0.63758 | -1.0557 | -0.95117 | -1.7315 | 0.0050546 | 4.2582e-05 | 1.6741e-07 | -3756109.7519 | -0.0022093 | 1.4154e-06 | -0.024705 | -0.59467 | -0.024707 | -0.029819 | -0.59446 | -0.59447 | -34.0608 | -70.7085 | -70 | -42 | -30.578 | -34 | -3 | -38.747 | 34°3 ' 38,747 "S | 70°42 ' 30,578 "
1000 | TAP OFF HOSPITAL | CGE TRANSMISIÓN S.A. | PAINE | 338865.68 | 6251525.69 | 19H | 19 | H | S | -69 | -3748474.31 | -0.58904 | 6382182.7501 | -0.025248 | -0.92388 | -0.63872 | -1.051 | -0.94792 | -1.7271 | 0.0050546 | 4.2582e-05 | 1.6741e-07 | -3734411.3786 | -0.0022035 | 1.485e-06 | -0.025248 | -0.59125 | -0.02525 | -0.030404 | -0.59103 | -0.59104 | -33.8643 | -70.742 | -70 | -44 | -31.182 | -33 | -51 | -51.452 | 33°51 ' 51,452 "S | 70°44 ' 31,182 "
1001 | TAP OFF LA PALOMA | CGE TRANSMISIÓN S.A. | SAN FERNANDO | 20392.7 | 74591.6 | 19H | 19 | H | S | -69 | -9925408.4 | -1.5597 | 6397031.1358 | -0.074973 | -0.022184 | -2.7297e-06 | -1.5708 | -1.1781 | -1.9635 | 0.0050546 | 4.2582e-05 | 1.6741e-07 | -9927003.0475 | 0.00024928 | 2.3307e-09 | -0.074973 | -1.5595 | -0.075044 | -1.4208 | -1.495 | -1.495 | -85.6595 | -150.4055 | -150 | -24 | -19.652 | -85 | -39 | -34.184 | 85°39 ' 34,184 "S | 150°24 ' 19,652 "
1002 | TAP OFF LOMA COLORADA | CGE TRANSMISIÓN S.A. | SAN PEDRO DE LA PAZ | 666852.0989 | 5916545.1819 | 18H | 18 | H | S | -75 | -4083454.8181 | -0.64168 | 6383244.83 | 0.026139 | -0.95898 | -0.61542 | -1.1212 | -0.99473 | -1.7895 | 0.0050546 | 4.2582e-05 | 1.6741e-07 | -4068892.2678 | -0.0022814 | 1.4775e-06 | 0.026139 | -0.64397 | 0.026142 | 0.032677 | -0.64371 | -0.64372 | -36.8823 | -73.1277 | -73 | -7 | -39.823 | -36 | -52 | -56.367 | 36°52 ' 56,367 "S | 73°7 ' 39,823 "
1004 | TAP OFF NIQUEN | CGE TRANSMISIÓN S.A. | ÑIQUÉN | 245723.99 | 5978173.1 | 19H | 19 | H | S | -69 | -4021826.9 | -0.632 | 6383046.517 | -0.039836 | -0.95331 | -0.62061 | -1.1087 | -0.98664 | -1.7791 | 0.0050546 | 4.2582e-05 | 1.6741e-07 | -4007343.6813 | -0.002269 | 3.4813e-06 | -0.039836 | -0.63427 | -0.039847 | -0.049428 | -0.63369 | -0.63369 | -36.3079 | -71.832 | -71 | -49 | -55.175 | -36 | -18 | -28.577 | 36°18 ' 28,577 "S | 71°49 ' 55,175 "
1005 | TAP OFF VICTORIA FFCC | CGE TRANSMISIÓN S.A. | VICTORIA | 732575.93 | 5764344.38 | 18H | 18 | H | S | -75 | -4235655.62 | -0.6656 | 6383739.4006 | 0.036433 | -0.97143 | -0.60098 | -1.1513 | -1.0137 | -1.8135 | 0.0050546 | 4.2582e-05 | 1.6741e-07 | -4220921.8667 | -0.002308 | 2.7671e-06 | 0.036433 | -0.66791 | 0.036441 | 0.046381 | -0.66739 | -0.66739 | -38.2388 | -72.3426 | -72 | -20 | -33.263 | -38 | -14 | -19.845 | 38°14 ' 19,845 "S | 72°20 ' 33,263 "
1006 | TAP OFF QUINTA | CGE TRANSMISIÓN S.A. | CHIMBARONGO | 310771.17 | 6147567.93 | 19H | 19 | H | S | -69 | -3852432.07 | -0.60538 | 6382507.9852 | -0.029648 | -0.93588 | -0.6328 | -1.0733 | -0.96319 | -1.7479 | 0.0050546 | 4.2582e-05 | 1.6741e-07 | -3838196.258 | -0.0022304 | 2.0028e-06 | -0.029648 | -0.60761 | -0.029652 | -0.036101 | -0.60731 | -0.60731 | -34.7966 | -71.0684 | -71 | -4 | -6.377 | -34 | -47 | -47.605 | 34°47 ' 47,605 "S | 71°4 ' 6,377 "
1007 | TAP OFF RENGO | CGE TRANSMISIÓN S.A. | RENGO | 329821.34 | 6190220.93 | 19H | 19 | H | S | -69 | -3809779.07 | -0.59868 | 6382374.0311 | -0.026664 | -0.93108 | -0.63538 | -1.0642 | -0.95701 | -1.7395 | 0.0050546 | 4.2582e-05 | 1.6741e-07 | -3795612.2692 | -0.0022197 | 1.6349e-06 | -0.026664 | -0.6009 | -0.026667 | -0.032319 | -0.60065 | -0.60066 | -34.4155 | -70.8517 | -70 | -51 | -6.293 | -34 | -24 | -55.707 | 34°24 ' 55,707 "S | 70°51 ' 6,293 "
1010 | TAP OFF TRES ESQUINAS | CGE TRANSMISIÓN S.A. | BULNES | 751976.0169 | 5923724.5194 | 18H | 18 | H | S | -75 | -4076275.4806 | -0.64056 | 6383221.6665 | 0.039475 | -0.95833 | -0.61604 | -1.1197 | -0.9938 | -1.7883 | 0.0050546 | 4.2582e-05 | 1.6741e-07 | -4061721.8766 | -0.00228 | 3.3754e-06 | 0.039475 | -0.64284 | 0.039485 | 0.049292 | -0.64225 | -0.64226 | -36.7988 | -72.1758 | -72 | -10 | -32.871 | -36 | -47 | -55.708 | 36°47 ' 55,708 "S | 72°10 ' 32,871 "
1011 | TAP OFF METRENCO | CGE TRANSMISIÓN S.A. | PADRE LAS CASAS | 705580.9904 | 5699431.4098 | 18H | 18 | H | S | -75 | -4300568.5902 | -0.6758 | 6383952.2031 | 0.032203 | -0.97607 | -0.59416 | -1.1638 | -1.0214 | -1.8229 | 0.0050546 | 4.2582e-05 | 1.6741e-07 | -4285772.6116 | -0.0023177 | 2.1272e-06 | 0.032203 | -0.67812 | 0.032208 | 0.041335 | -0.6777 | -0.67771 | -38.8299 | -72.6317 | -72 | -37 | -53.993 | -38 | -49 | -47.737 | 38°49 ' 47,737 "S | 72°37 ' 53,993 "
1013 | TAP OFF LONGAVI | CGE TRANSMISIÓN S.A. | LONGAVÍ | 256868.56 | 6016845.36 | 19H | 19 | H | S | -69 | -3983154.64 | -0.62592 | 6382922.6974 | -0.038091 | -0.94956 | -0.62366 | -1.1007 | -0.98144 | -1.7723 | 0.0050546 | 4.2582e-05 | 1.6741e-07 | -3968724.1254 | -0.0022608 | 3.2112e-06 | -0.038091 | -0.62818 | -0.0381 | -0.047055 | -0.62766 | -0.62766 | -35.9625 | -71.696 | -71 | -41 | -45.777 | -35 | -57 | -45.155 | 35°57 ' 45,155 "S | 71°41 ' 45,777 "
1014 | TAP OFF RENAICO | CGE TRANSMISIÓN S.A. | RENAICO | 713390.04 | 5827432.76 | 18H | 18 | H | S | -75 | -4172567.24 | -0.65569 | 6383533.6128 | 0.033428 | -0.96654 | -0.60724 | -1.139 | -1.006 | -1.8039 | 0.0050546 | 4.2582e-05 | 1.6741e-07 | -4157900.162 | -0.0022976 | 2.3657e-06 | 0.033428 | -0.65799 | 0.033434 | 0.042231 | -0.65755 | -0.65756 | -37.6755 | -72.5803 | -72 | -34 | -49.163 | -37 | -40 | -31.81 | 37°40 ' 31,81 "S | 72°34 ' 49,163 "
1016 | TAP OFF LAUTARO FFCC | CGE TRANSMISIÓN S.A. | LAUTARO | 721695.7479 | 5733434.0511 | 18H | 18 | H | S | -75 | -4266565.9489 | -0.67046 | 6383840.6039 | 0.034728 | -0.97369 | -0.59778 | -1.1573 | -1.0174 | -1.818 | 0.0050546 | 4.2582e-05 | 1.6741e-07 | -4251801.7563 | -0.0023127 | 2.495e-06 | 0.034728 | -0.67277 | 0.034735 | 0.044383 | -0.67229 | -0.6723 | -38.5199 | -72.457 | -72 | -27 | -25.362 | -38 | -31 | -11.618 | 38°31 ' 11,618 "S | 72°27 ' 25,362 "
1017 | TAP OFF LOS LIRIOS | CGE TRANSMISIÓN S.A. | REQUÍNOA | 337643.21 | 6210367.89 | 19H | 19 | H | S | -69 | -3789632.11 | -0.59551 | 6382311.0039 | -0.025439 | -0.92875 | -0.63652 | -1.0599 | -0.95405 | -1.7355 | 0.0050546 | 4.2582e-05 | 1.6741e-07 | -3775498.8371 | -0.0022144 | 1.4945e-06 | -0.025439 | -0.59773 | -0.025441 | -0.030768 | -0.59751 | -0.59752 | -34.2351 | -70.7629 | -70 | -45 | -46.332 | -34 | -14 | -6.45 | 34°14 ' 6,45 "S | 70°45 ' 46,332 "
1021 | TAP OFF CERRO CHEPE | CGE TRANSMISIÓN S.A. | CONCEPCIÓN | 671834.51 | 5922960.78 | 18H | 18 | H | S | -75 | -4077039.22 | -0.64068 | 6383224.1299 | 0.02692 | -0.9584 | -0.61597 | -1.1199 | -0.9939 | -1.7885 | 0.0050546 | 4.2582e-05 | 1.6741e-07 | -4062484.6606 | -0.0022801 | 1.5695e-06 | 0.02692 | -0.64296 | 0.026923 | 0.033627 | -0.64268 | -0.64269 | -36.8236 | -73.0733 | -73 | -4 | -23.881 | -36 | -49 | -25.064 | 36°49 ' 25,064 "S | 73°4 ' 23,881 "
1023 | TAP OFF SAN GREGORIO | CGE TRANSMISIÓN S.A. | ÑIQUÉN | 246784.08 | 5981472.19 | 19H | 19 | H | S | -69 | -4018527.81 | -0.63148 | 6383035.9349 | -0.03967 | -0.95299 | -0.62087 | -1.108 | -0.9862 | -1.7785 | 0.0050546 | 4.2582e-05 | 1.6741e-07 | -4004048.9997 | -0.0022683 | 3.4549e-06 | -0.03967 | -0.63375 | -0.03968 | -0.049203 | -0.63317 | -0.63318 | -36.2785 | -71.8191 | -71 | -49 | -8.866 | -36 | -16 | -42.637 | 36°16 ' 42,637 "S | 71°49 ' 8,866 "
1033 | TAP OFF PUNTA DE CORTES | TRANSELEC S.A. | RANCAGUA | 330403.12 | 6215957.54 | 19H | 19 | H | S | -69 | -3784042.46 | -0.59463 | 6382293.5459 | -0.026573 | -0.9281 | -0.63683 | -1.0587 | -0.95322 | -1.7344 | 0.0050546 | 4.2582e-05 | 1.6741e-07 | -3769918.5948 | -0.002213 | 1.6327e-06 | -0.026573 | -0.59685 | -0.026576 | -0.03212 | -0.59661 | -0.59662 | -34.1836 | -70.8404 | -70 | -50 | -25.267 | -34 | -11 | -0.906 | 34°11 ' 0,906 "S | 70°50 ' 25,267 "
1035 | TAP OFF TILCOCO | TRANSELEC S.A. | RENGO | 324138.59 | 6199261.28 | 19H | 19 | H | S | -69 | -3800738.72 | -0.59726 | 6382345.7298 | -0.027554 | -0.93004 | -0.6359 | -1.0623 | -0.95568 | -1.7377 | 0.0050546 | 4.2582e-05 | 1.6741e-07 | -3786586.8902 | -0.0022173 | 1.7493e-06 | -0.027554 | -0.59947 | -0.027558 | -0.033365 | -0.59922 | -0.59922 | -34.333 | -70.9117 | -70 | -54 | -42.122 | -34 | -19 | -58.94 | 34°19 ' 58,94 "S | 70°54 ' 42,122 "
1044 | TAP OFF EL EDEN | CGE TRANSMISIÓN S.A. | VALLENAR | 325967.01 | 6839096.01 | 19J | 19 | J | S | -69 | -3160903.99 | -0.49671 | 6380437.4076 | -0.027276 | -0.8379 | -0.64762 | -0.91566 | -0.84865 | -1.5813 | 0.0050546 | 4.2582e-05 | 1.6741e-07 | -3148107.4198 | -0.0020056 | 1.9377e-06 | -0.027276 | -0.49872 | -0.027279 | -0.031053 | -0.49852 | -0.49852 | -28.5634 | -70.7792 | -70 | -46 | -45.138 | -28 | -33 | -48.114 | 28°33 ' 48,114 "S | 70°46 ' 45,138 "
1045 | TAP OFF ALTO MELIPILLA (CGE) | CGE TRANSMISIÓN S.A. | MELIPILLA | 292748.66 | 6269847.23 | 19H | 19 | H | S | -69 | -3730152.77 | -0.58617 | 6382125.8791 | -0.032474 | -0.92166 | -0.63963 | -1.047 | -0.94515 | -1.7232 | 0.0050546 | 4.2582e-05 | 1.6741e-07 | -3716121.9467 | -0.0021985 | 2.4662e-06 | -0.032474 | -0.58836 | -0.032479 | -0.039025 | -0.58801 | -0.58802 | -33.6911 | -71.236 | -71 | -14 | -9.476 | -33 | -41 | -28.032 | 33°41 ' 28,032 "S | 71°14 ' 9,476 "
1050 | TAP OFF NIHUE | CGE TRANSMISIÓN S.A. | SAN PEDRO | 266882.8 | 6234519.01 | 19H | 19 | H | S | -69 | -3765480.99 | -0.59172 | 6382235.6626 | -0.036526 | -0.92591 | -0.63783 | -1.0547 | -0.95046 | -1.7306 | 0.0050546 | 4.2582e-05 | 1.6741e-07 | -3751388.6928 | -0.0022081 | 3.097e-06 | -0.036526 | -0.59393 | -0.036534 | -0.044055 | -0.59347 | -0.59348 | -34.0041 | -71.5242 | -71 | -31 | -26.944 | -34 | 0 | -14.681 | 34°0 ' 14,681 "S | 71°31 ' 26,944 "
1052 | S/E TAP OFF LA LAJA | AES ANDES S.A. | SAN JOSÉ DE MAIPO | 368180.02 | 6283421.61 | 19H | 19 | H | S | -69 | -3716578.39 | -0.58403 | 6382083.8331 | -0.020655 | -0.91999 | -0.64028 | -1.044 | -0.94309 | -1.7204 | 0.0050546 | 4.2582e-05 | 1.6741e-07 | -3702571.6705 | -0.0021947 | 1.0005e-06 | -0.020655 | -0.58623 | -0.020656 | -0.024791 | -0.58609 | -0.5861 | -33.5808 | -70.4204 | -70 | -25 | -13.555 | -33 | -34 | -50.783 | 33°34 ' 50,783 "S | 70°25 ' 13,555 "
1054 | TAP OFF IMPULSION | GUACOLDA ENERGÍA SPA | COPIAPÓ | 365180.14 | 6990077.03 | 19J | 19 | J | S | -69 | -3009922.97 | -0.47299 | 6380018.9724 | -0.021132 | -0.81107 | -0.64275 | -0.87852 | -0.81958 | -1.5358 | 0.0050546 | 4.2582e-05 | 1.6741e-07 | -2997527.4878 | -0.0019429 | 1.1925e-06 | -0.021132 | -0.47493 | -0.021133 | -0.023759 | -0.47481 | -0.47482 | -27.2054 | -70.3613 | -70 | -21 | -40.575 | -27 | -12 | -19.608 | 27°12 ' 19,608 "S | 70°21 ' 40,575 "
1056 | S/E EL LLANO | ALFA TRANSMISORA DE ENERGÍA S.A. | COLINA | 354070 | 6337175.0133 | 19H | 19 | H | S | -69 | -3662824.9867 | -0.57559 | 6381918.1002 | -0.022866 | -0.91324 | -0.64266 | -1.0322 | -0.93482 | -1.7088 | 0.0050546 | 4.2582e-05 | 1.6741e-07 | -3648916.3391 | -0.0021794 | 1.2399e-06 | -0.022866 | -0.57776 | -0.022868 | -0.027292 | -0.57759 | -0.5776 | -33.0943 | -70.5637 | -70 | -33 | -49.467 | -33 | -5 | -39.362 | 33°5 ' 39,362 "S | 70°33 ' 49,467 "
1058 | TAP OFF CENTRAL ESCUADRON | ELÉCTRICA NUEVA ENERGÍA S.A. | CORONEL | 664674 | 5910709 | 18H | 18 | H | S | -75 | -4089291 | -0.6426 | 6383263.6714 | 0.025798 | -0.95949 | -0.61491 | -1.1223 | -0.99549 | -1.7905 | 0.0050546 | 4.2582e-05 | 1.6741e-07 | -4074721.2348 | -0.0022825 | 1.4372e-06 | 0.025798 | -0.64488 | 0.025801 | 0.032273 | -0.64463 | -0.64464 | -36.9353 | -73.1509 | -73 | -9 | -3.199 | -36 | -56 | -7.044 | 36°56 ' 7,044 "S | 73°9 ' 3,199 "
1059 | TAP OFF MINERA VALLE CENTRAL | MINERA VALLE CENTRAL S.A. | MACHALÍ | 348407.81 | 6210718.82 | 19H | 19 | H | S | -69 | -3789281.18 | -0.59546 | 6382309.9075 | -0.023752 | -0.92871 | -0.63654 | -1.0598 | -0.95399 | -1.7354 | 0.0050546 | 4.2582e-05 | 1.6741e-07 | -3775148.4964 | -0.0022144 | 1.303e-06 | -0.023752 | -0.59767 | -0.023754 | -0.028728 | -0.59748 | -0.59749 | -34.2336 | -70.646 | -70 | -38 | -45.493 | -34 | -14 | -0.91 | 34°14 ' 0,91 "S | 70°38 ' 45,493 "
1098 | S/E TAP OFF ACHUPALLAS | CHILQUINTA TRANSMISIÓN S.A. | VIÑA DEL MAR | 265022.9996 | 6342216.0172 | 19H | 19 | H | S | -69 | -3657783.9828 | -0.57479 | 6381902.6214 | -0.036819 | -0.91259 | -0.64286 | -1.0311 | -0.93403 | -1.7077 | 0.0050546 | 4.2582e-05 | 1.6741e-07 | -3643884.7465 | -0.0021779 | 3.218e-06 | -0.036819 | -0.57697 | -0.036828 | -0.043912 | -0.57653 | -0.57654 | -33.0332 | -71.516 | -71 | -30 | -57.601 | -33 | -1 | -59.617 | 33°1 ' 59,617 "S | 71°30 ' 57,601 "
1099 | S/E TAP OFF ALGARROBO | CHILQUINTA TRANSMISIÓN S.A. | ALGARROBO | 258704.9996 | 6304901.0178 | 19H | 19 | H | S | -69 | -3695098.9822 | -0.58066 | 6382017.4598 | -0.037809 | -0.91733 | -0.64127 | -1.0393 | -0.93981 | -1.7158 | 0.0050546 | 4.2582e-05 | 1.6741e-07 | -3681130.9499 | -0.0021887 | 3.3674e-06 | -0.037809 | -0.58285 | -0.037818 | -0.045265 | -0.58237 | -0.58238 | -33.3681 | -71.5935 | -71 | -35 | -36.57 | -33 | -22 | -5.105 | 33°22 ' 5,105 "S | 71°35 ' 36,57 "
1102 | S/E TAP OFF PACHACAMA (CTNG) | COMPAÑÍA TRANSMISORA DEL NORTE GRANDE S.A. | LA CALERA | 298372.11 | 6362658.76 | 19H | 19 | H | S | -69 | -3637341.24 | -0.57158 | 6381839.9649 | -0.031594 | -0.90995 | -0.64366 | -1.0266 | -0.93083 | -1.7032 | 0.0050546 | 4.2582e-05 | 1.6741e-07 | -3623480.544 | -0.0021719 | 2.3793e-06 | -0.031594 | -0.57375 | -0.031599 | -0.037606 | -0.57343 | -0.57344 | -32.8556 | -71.1547 | -71 | -9 | -16.841 | -32 | -51 | -20.319 | 32°51 ' 20,319 "S | 71°9 ' 16,841 " | -32.8555 | -71.1548 | si | Pachacama110
1106 | S/E TAP OFF QUINTAY | CHILQUINTA TRANSMISIÓN S.A. | CASABLANCA | 254361.9995 | 6321332.0181 | 19H | 19 | H | S | -69 | -3678667.9819 | -0.57808 | 6381966.8189 | -0.038489 | -0.91526 | -0.64199 | -1.0357 | -0.93728 | -1.7122 | 0.0050546 | 4.2582e-05 | 1.6741e-07 | -3664729.9949 | -0.002184 | 3.5016e-06 | -0.038489 | -0.58026 | -0.038499 | -0.046001 | -0.57977 | -0.57978 | -33.2191 | -71.6357 | -71 | -38 | -8.412 | -33 | -13 | -8.587 | 33°13 ' 8,587 "S | 71°38 ' 8,412 "
1114 | S/E TAP OFF EL MANZANO (LITORAL) | LITORAL TRANSMISIÓN S.A. | ALGARROBO | 254802.9995 | 6303449.0181 | 19H | 19 | H | S | -69 | -3696550.9819 | -0.58089 | 6382021.9405 | -0.03842 | -0.91751 | -0.64121 | -1.0396 | -0.94003 | -1.7161 | 0.0050546 | 4.2582e-05 | 1.6741e-07 | -3682580.3132 | -0.0021891 | 3.4762e-06 | -0.03842 | -0.58307 | -0.038429 | -0.046003 | -0.58259 | -0.5826 | -33.3803 | -71.6358 | -71 | -38 | -8.836 | -33 | -22 | -49.025 | 33°22 ' 49,025 "S | 71°38 ' 8,836 "
1118 | S/E SANTA FILOMENA | ANGLO AMERICAN LOS BRONCES | COLINA | 354036 | 6326168.0133 | 19H | 19 | H | S | -69 | -3673831.9867 | -0.57732 | 6381951.9362 | -0.022871 | -0.91465 | -0.6422 | -1.0346 | -0.93653 | -1.7112 | 0.0050546 | 4.2582e-05 | 1.6741e-07 | -3659902.9169 | -0.0021826 | 1.2377e-06 | -0.022871 | -0.5795 | -0.022873 | -0.02733 | -0.57933 | -0.57934 | -33.1935 | -70.5659 | -70 | -33 | -57.123 | -33 | -11 | -36.638 | 33°11 ' 36,638 "S | 70°33 ' 57,123 "
1119 | S/E PRINCIPAL MINA NAVIO | MELON S.A | NOGALES | 294022 | 6383064 | 19H | 19 | H | S | -69 | -3616936 | -0.56837 | 6381777.6078 | -0.032276 | -0.90727 | -0.64441 | -1.022 | -0.92761 | -1.6986 | 0.0050546 | 4.2582e-05 | 1.6741e-07 | -3603114.372 | -0.0021658 | 2.4933e-06 | -0.032276 | -0.57054 | -0.032282 | -0.038338 | -0.57021 | -0.57021 | -32.6709 | -71.1966 | -71 | -11 | -47.804 | -32 | -40 | -15.244 | 32°40 ' 15,244 "S | 71°11 ' 47,804 "
1120 | S/E COMPRESORA MINA NAVIO | MELON S.A | NOGALES | 294237 | 6382694 | 19H | 19 | H | S | -69 | -3617306 | -0.56843 | 6381778.7368 | -0.032242 | -0.90732 | -0.6444 | -1.0221 | -0.92767 | -1.6987 | 0.0050546 | 4.2582e-05 | 1.6741e-07 | -3603483.6583 | -0.0021659 | 2.488e-06 | -0.032242 | -0.5706 | -0.032248 | -0.0383 | -0.57026 | -0.57027 | -32.6743 | -71.1944 | -71 | -11 | -39.849 | -32 | -40 | -27.396 | 32°40 ' 27,396 "S | 71°11 ' 39,849 "
1121 | TAP OFF PUNTA TORO | COMPAÑÍA MINERA DEL PACÍFICO S.A. | VALLENAR | 328389.61 | 6862449.12 | 19J | 19 | J | S | -69 | -3137550.88 | -0.49304 | 6380371.7973 | -0.026897 | -0.83387 | -0.64707 | -0.90998 | -0.84425 | -1.5745 | 0.0050546 | 4.2582e-05 | 1.6741e-07 | -3124814.4042 | -0.0019962 | 1.8917e-06 | -0.026897 | -0.49504 | -0.0269 | -0.03056 | -0.49484 | -0.49485 | -28.353 | -70.751 | -70 | -45 | -3.495 | -28 | -21 | -10.746 | 28°21 ' 10,746 "S | 70°45 ' 3,495 "
1122 | S/E CODELCO VENTANAS 2 | CODELCO CHILE - DIVISIÓN VENTANAS | PUCHUNCAVÍ | 267283 | 6372578 | 19H | 19 | H | S | -69 | -3627422 | -0.57002 | 6381809.6291 | -0.036466 | -0.90865 | -0.64403 | -1.0243 | -0.92927 | -1.7009 | 0.0050546 | 4.2582e-05 | 1.6741e-07 | -3613580.2208 | -0.0021689 | 3.176e-06 | -0.036466 | -0.57219 | -0.036474 | -0.043357 | -0.57176 | -0.57177 | -32.7601 | -71.4842 | -71 | -29 | -3.002 | -32 | -45 | -36.325 | 32°45 ' 36,325 "S | 71°29 ' 3,002 "
1125 | TAP OFF MAESTRANZA | FUNDICIÓN TALLERES LTDA. | RANCAGUA | 341101.55 | 704329.86 | 19H | 19 | H | S | -69 | -9295670.14 | -1.4607 | 6396773.7794 | -0.02484 | -0.21833 | -0.0026336 | -1.5699 | -1.1781 | -1.9635 | 0.0050546 | 4.2582e-05 | 1.6741e-07 | -9293989.9278 | -0.00026267 | 2.5081e-08 | -0.02484 | -1.461 | -0.024843 | -0.22296 | -1.4582 | -1.4582 | -83.5512 | -81.7749 | -81 | -46 | -29.787 | -83 | -33 | -4.357 | 83°33 ' 4,357 "S | 81°46 ' 29,787 "
1127 | S/E SEAT EL SOL | EFE VALPARAÍSO S.A. | QUILPUÉ | 273638.84 | 6341672.14 | 19H | 19 | H | S | -69 | -3658327.86 | -0.57488 | 6381904.2909 | -0.035469 | -0.91266 | -0.64284 | -1.0312 | -0.93412 | -1.7078 | 0.0050546 | 4.2582e-05 | 1.6741e-07 | -3644427.6065 | -0.0021781 | 2.986e-06 | -0.035469 | -0.57706 | -0.035477 | -0.042306 | -0.57665 | -0.57666 | -33.04 | -71.424 | -71 | -25 | -26.234 | -33 | -2 | -23.835 | 33°2 ' 23,835 "S | 71°25 ' 26,234 "
1128 | S/E SER EL SALTO | EFE VALPARAÍSO S.A. | VIÑA DEL MAR | 265255.97 | 6340766.55 | 19H | 19 | H | S | -69 | -3659233.45 | -0.57502 | 6381907.071 | -0.036783 | -0.91278 | -0.6428 | -1.0314 | -0.93426 | -1.708 | 0.0050546 | 4.2582e-05 | 1.6741e-07 | -3645331.5038 | -0.0021783 | 3.2107e-06 | -0.036783 | -0.5772 | -0.036791 | -0.043875 | -0.57676 | -0.57677 | -33.0463 | -71.5139 | -71 | -30 | -49.964 | -33 | -2 | -46.821 | 33°2 ' 46,821 "S | 71°30 ' 49,964 "
1129 | S/E SER VILLA ALEMANA | EFE VALPARAÍSO S.A. | VILLA ALEMANA | 278576.7 | 6341532.88 | 19H | 19 | H | S | -69 | -3658467.12 | -0.5749 | 6381904.7184 | -0.034695 | -0.91268 | -0.64283 | -1.0312 | -0.93414 | -1.7078 | 0.0050546 | 4.2582e-05 | 1.6741e-07 | -3644566.6061 | -0.0021781 | 2.8571e-06 | -0.034695 | -0.57708 | -0.034702 | -0.041384 | -0.57669 | -0.5767 | -33.0422 | -71.3712 | -71 | -22 | -16.143 | -33 | -2 | -32.011 | 33°2 ' 32,011 "S | 71°22 ' 16,143 "
1130 | S/E SER PORTALES | EFE VALPARAÍSO S.A. | VIÑA DEL MAR | 258608.8652 | 6342880.747 | 19H | 19 | H | S | -69 | -3657119.253 | -0.57469 | 6381900.5812 | -0.037824 | -0.91251 | -0.64289 | -1.0309 | -0.93393 | -1.7075 | 0.0050546 | 4.2582e-05 | 1.6741e-07 | -3643221.2604 | -0.0021777 | 3.3966e-06 | -0.037824 | -0.57687 | -0.037833 | -0.045107 | -0.5764 | -0.57641 | -33.0258 | -71.5844 | -71 | -35 | -4 | -33 | -1 | -33.001 | 33°1 ' 33,001 "S | 71°35 ' 4 "
1131 | TAP OFF MAURO | MINERA LOS PELAMBRES | SALAMANCA | 325038.9999 | 6463927.0139 | 19J | 19 | J | S | -69 | -3536072.9861 | -0.55567 | 6381532.3582 | -0.027417 | -0.89629 | -0.64688 | -1.0038 | -0.91458 | -1.6799 | 0.0050546 | 4.2582e-05 | 1.6741e-07 | -3522412.0231 | -0.0021407 | 1.8281e-06 | -0.027417 | -0.55781 | -0.02742 | -0.032308 | -0.55757 | -0.55758 | -31.9471 | -70.8511 | -70 | -51 | -3.998 | -31 | -56 | -49.723 | 31°56 ' 49,723 "S | 70°51 ' 3,998 "
1552 | TAP OFF CODELCO VENTANAS | CODELCO CHILE - DIVISIÓN VENTANAS | PUCHUNCAVÍ | 269001.48 | 6372073.94 | 19H | 19 | H | S | -69 | -3627926.06 | -0.5701 | 6381811.1696 | -0.036196 | -0.90872 | -0.64401 | -1.0245 | -0.92935 | -1.7011 | 0.0050546 | 4.2582e-05 | 1.6741e-07 | -3614083.3161 | -0.0021691 | 3.1289e-06 | -0.036196 | -0.57227 | -0.036204 | -0.043039 | -0.57185 | -0.57186 | -32.765 | -71.466 | -71 | -27 | -57.467 | -32 | -45 | -53.983 | 32°45 ' 53,983 "S | 71°27 ' 57,467 "
1563 | S/E PUNTA PEUCO (CEMENTO POLPAICO) | CEMENTO POLPAICO S.A. | TILTIL | 329534.0699 | 6334037.054 | 19H | 19 | H | S | -69 | -3665962.946 | -0.57608 | 6381927.741 | -0.026711 | -0.91364 | -0.64253 | -1.0329 | -0.93531 | -1.7095 | 0.0050546 | 4.2582e-05 | 1.6741e-07 | -3652048.4585 | -0.0021803 | 1.6908e-06 | -0.026711 | -0.57826 | -0.026714 | -0.03189 | -0.57803 | -0.57804 | -33.119 | -70.8271 | -70 | -49 | -37.698 | -33 | -7 | -8.34 | 33°7 ' 8,34 "S | 70°49 ' 37,698 " | -33.1189 | -70.826 | si | PPeuco110
1595 | S/E PUENTE ALTO (CMPC)(EL RACO) | EMPRESA ELÉCTRICA INDUSTRIAL S.A. | PUENTE ALTO | 355520.56 | 6280215.25 | 19H | 19 | H | S | -69 | -3719784.75 | -0.58454 | 6382093.7577 | -0.022638 | -0.92039 | -0.64013 | -1.0447 | -0.94358 | -1.721 | 0.0050546 | 4.2582e-05 | 1.6741e-07 | -3705772.3129 | -0.0021956 | 1.2011e-06 | -0.022638 | -0.58673 | -0.02264 | -0.02718 | -0.58656 | -0.58657 | -33.608 | -70.5573 | -70 | -33 | -26.36 | -33 | -36 | -28.95 | 33°36 ' 28,95 "S | 70°33 ' 26,36 "
1606 | S/E BICENTENARIO | SOCIEDAD TRANSMISORA METROPOLITANA II S.A. | MAIPÚ | 338531.21 | 6289231.37 | 19H | 19 | H | S | -69 | -3710768.63 | -0.58312 | 6382065.8613 | -0.0253 | -0.91928 | -0.64056 | -1.0428 | -0.94221 | -1.7191 | 0.0050546 | 4.2582e-05 | 1.6741e-07 | -3696772.3086 | -0.0021931 | 1.503e-06 | -0.0253 | -0.58531 | -0.025303 | -0.030347 | -0.5851 | -0.58511 | -33.5243 | -70.7387 | -70 | -44 | -19.491 | -33 | -31 | -27.542 | 33°31 ' 27,542 "S | 70°44 ' 19,491 "
1613 | S/E NIRIVILO | CGE TRANSMISIÓN S.A. | SAN JAVIER DE LONCOMILLA | 760687.02 | 6061688.87 | 18H | 18 | H | S | -75 | -3938311.13 | -0.61888 | 6382779.75 | 0.040842 | -0.94505 | -0.627 | -1.0914 | -0.9753 | -1.7642 | 0.0050546 | 4.2582e-05 | 1.6741e-07 | -3923944.5375 | -0.0022508 | 3.7293e-06 | 0.040842 | -0.62113 | 0.040854 | 0.050194 | -0.62053 | -0.62054 | -35.5542 | -72.1241 | -72 | -7 | -26.667 | -35 | -33 | -15.134 | 35°33 ' 15,134 "S | 72°7 ' 26,667 "
1615 | S/E SF ENERGIA | BIOENERGÍAS FORESTALES SPA | NACIMIENTO | 707585.83 | 5845462.96 | 18H | 18 | H | S | -75 | -4154537.04 | -0.65285 | 6383474.9987 | 0.032519 | -0.96507 | -0.60896 | -1.1354 | -1.0038 | -1.8011 | 0.0050546 | 4.2582e-05 | 1.6741e-07 | -4139890.1356 | -0.0022945 | 2.2486e-06 | 0.032519 | -0.65515 | 0.032525 | 0.040994 | -0.65474 | -0.65475 | -37.5145 | -72.6512 | -72 | -39 | -4.316 | -37 | -30 | -52.042 | 37°30 ' 52,042 "S | 72°39 ' 4,316 "
1616 | S/E PLANTA VIÑALES | MADERAS ARAUCO S.A. | CONSTITUCIÓN | 735272.21 | 6082758.82 | 18H | 18 | H | S | -75 | -3917241.18 | -0.61557 | 6382712.8272 | 0.036861 | -0.94287 | -0.6285 | -1.087 | -0.97237 | -1.7603 | 0.0050546 | 4.2582e-05 | 1.6741e-07 | -3902905.659 | -0.002246 | 3.052e-06 | 0.036861 | -0.61781 | 0.036869 | 0.045199 | -0.61733 | -0.61734 | -35.3708 | -72.4103 | -72 | -24 | -36.998 | -35 | -22 | -14.798 | 35°22 ' 14,798 "S | 72°24 ' 36,998 "
1620 | S/E MARIQUINA | SISTEMA DE TRANSMISIÓN DEL SUR S.A. | MARIQUINA | 679581.99 | 5619997.1 | 18H | 18 | H | S | -75 | -4380002.9 | -0.68828 | 6384213.9496 | 0.028129 | -0.9812 | -0.58529 | -1.1789 | -1.0305 | -1.8338 | 0.0050546 | 4.2582e-05 | 1.6741e-07 | -4365139.624 | -0.0023281 | 1.5905e-06 | 0.028129 | -0.69061 | 0.028133 | 0.036479 | -0.69029 | -0.69029 | -39.5509 | -72.9099 | -72 | -54 | -35.604 | -39 | -33 | -3.345 | 39°33 ' 3,345 "S | 72°54 ' 35,604 "
1621 | S/E ANTILLANCA | SISTEMA DE TRANSMISIÓN DEL SUR S.A. | PUYEHUE | 693432.29 | 5501191.25 | 18G | 18 | G | S | -75 | -4498808.75 | -0.70695 | 6384607.8457 | 0.030297 | -0.98772 | -0.57102 | -1.2008 | -1.0434 | -1.849 | 0.0050546 | 4.2582e-05 | 1.6741e-07 | -4483863.1022 | -0.0023409 | 1.7882e-06 | 0.030297 | -0.70929 | 0.030301 | 0.039911 | -0.7089 | -0.70891 | -40.6175 | -72.7133 | -72 | -42 | -47.801 | -40 | -37 | -2.929 | 40°37 ' 2,929 "S | 72°42 ' 47,801 "
1622 | S/E RIO BONITO | SISTEMA DE TRANSMISIÓN DEL SUR S.A. | PUERTO OCTAY | 718185.3 | 5468062.14 | 18G | 18 | G | S | -75 | -4531937.86 | -0.71216 | 6384718.1367 | 0.034173 | -0.98929 | -0.56684 | -1.2068 | -1.0468 | -1.853 | 0.0050546 | 4.2582e-05 | 1.6741e-07 | -4516973.1677 | -0.0023438 | 2.2548e-06 | 0.034173 | -0.7145 | 0.03418 | 0.045215 | -0.714 | -0.714 | -40.9095 | -72.4094 | -72 | -24 | -33.7 | -40 | -54 | -34.06 | 40°54 ' 34,06 "S | 72°24 ' 33,7 "
1625 | S/E LA LAJA ENERGIA COYANCO | ENERGÍA COYANCO S.A. | SAN JOSÉ DE MAIPO | 368205.9888 | 6283430.4051 | 19H | 19 | H | S | -69 | -3716569.5949 | -0.58403 | 6382083.8059 | -0.020651 | -0.91999 | -0.64029 | -1.044 | -0.94309 | -1.7204 | 0.0050546 | 4.2582e-05 | 1.6741e-07 | -3702562.8911 | -0.0021947 | 1.0001e-06 | -0.020651 | -0.58623 | -0.020652 | -0.024786 | -0.58608 | -0.58609 | -33.5807 | -70.4202 | -70 | -25 | -12.544 | -33 | -34 | -50.509 | 33°34 ' 50,509 "S | 70°25 ' 12,544 "
1630 | S/E CERRO NEGRO | COMPAÑÍA MINERA CERRO NEGRO S.A. | CABILDO | 323468.37 | 6393237.54 | 19H | 19 | H | S | -69 | -3606762.46 | -0.56678 | 6381746.5877 | -0.027662 | -0.90592 | -0.64476 | -1.0197 | -0.92599 | -1.6963 | 0.0050546 | 4.2582e-05 | 1.6741e-07 | -3592960.5331 | -0.0021627 | 1.8352e-06 | -0.027662 | -0.56894 | -0.027665 | -0.032827 | -0.56869 | -0.5687 | -32.5843 | -70.8808 | -70 | -52 | -50.972 | -32 | -35 | -3.408 | 32°35 ' 3,408 "S | 70°52 ' 50,972 "
1631 | S/E CANETE | SISTEMA DE TRANSMISIÓN DEL SUR S.A. | CAÑETE | 641361.63 | 5811563.54 | 18H | 18 | H | S | -75 | -4188436.46 | -0.65818 | 6383585.2761 | 0.022145 | -0.96781 | -0.6057 | -1.1421 | -1.008 | -1.8063 | 0.0050546 | 4.2582e-05 | 1.6741e-07 | -4173752.037 | -0.0023003 | 1.0342e-06 | 0.022145 | -0.66048 | 0.022146 | 0.028037 | -0.66029 | -0.6603 | -37.8324 | -73.3936 | -73 | -23 | -37.001 | -37 | -49 | -56.676 | 37°49 ' 56,676 "S | 73°23 ' 37,001 "
1632 | S/E LOS SAUCES | SISTEMA DE TRANSMISIÓN DEL SUR S.A. | LOS SAUCES | 687327.43 | 5793530.97 | 18H | 18 | H | S | -75 | -4206469.03 | -0.66102 | 6383644.0653 | 0.029345 | -0.96922 | -0.60392 | -1.1456 | -1.0102 | -1.8091 | 0.0050546 | 4.2582e-05 | 1.6741e-07 | -4191765.365 | -0.0023033 | 1.8081e-06 | 0.029345 | -0.66332 | 0.029349 | 0.03723 | -0.66298 | -0.66299 | -37.9865 | -72.8669 | -72 | -52 | -0.752 | -37 | -59 | -11.565 | 37°59 ' 11,565 "S | 72°52 ' 0,752 "
1634 | S/E MARISCAL | CGE TRANSMISIÓN S.A. | LA PINTANA | 346344 | 6281106 | 19H | 19 | H | S | -69 | -3718894 | -0.5844 | 6382091.0002 | -0.024076 | -0.92028 | -0.64018 | -1.0445 | -0.94345 | -1.7209 | 0.0050546 | 4.2582e-05 | 1.6741e-07 | -3704883.1498 | -0.0021953 | 1.3588e-06 | -0.024076 | -0.58659 | -0.024078 | -0.028903 | -0.5864 | -0.58641 | -33.5987 | -70.656 | -70 | -39 | -21.767 | -33 | -35 | -55.414 | 33°35 ' 55,414 "S | 70°39 ' 21,767 "
1636 | S/E PAPELERA TALAGANTE | CGE TRANSMISIÓN S.A. | TALAGANTE | 320751.36 | 6268433.04 | 19H | 19 | H | S | -69 | -3731566.96 | -0.58639 | 6382130.2638 | -0.028086 | -0.92183 | -0.63956 | -1.0473 | -0.94537 | -1.7235 | 0.0050546 | 4.2582e-05 | 1.6741e-07 | -3717533.641 | -0.0021988 | 1.8442e-06 | -0.028086 | -0.58859 | -0.02809 | -0.03376 | -0.58832 | -0.58833 | -33.709 | -70.9343 | -70 | -56 | -3.486 | -33 | -42 | -32.275 | 33°42 ' 32,275 "S | 70°56 ' 3,486 "
1638 | S/E CENTRAL PROVIDENCIA | HIDROELÉCTRICA RÍO LIRCAY S.A. | SAN CLEMENTE | 293797.72 | 6072487.5 | 19H | 19 | H | S | -69 | -3927512.5 | -0.61718 | 6382745.4316 | -0.032306 | -0.94394 | -0.62778 | -1.0891 | -0.9738 | -1.7622 | 0.0050546 | 4.2582e-05 | 1.6741e-07 | -3913161.7494 | -0.0022484 | 2.339e-06 | -0.032306 | -0.61943 | -0.032312 | -0.039664 | -0.61906 | -0.61906 | -35.4698 | -71.2726 | -71 | -16 | -21.284 | -35 | -28 | -11.108 | 35°28 ' 11,108 "S | 71°16 ' 21,284 "
1640 | S/E YERBAS BUENAS | CHILQUINTA TRANSMISIÓN S.A. | YERBAS BUENAS | 266957.73 | 6047119.21 | 19H | 19 | H | S | -69 | -3952880.79 | -0.62117 | 6382826.1177 | -0.036511 | -0.94654 | -0.62594 | -1.0944 | -0.97731 | -1.7668 | 0.0050546 | 4.2582e-05 | 1.6741e-07 | -3938493.0994 | -0.0022541 | 2.9705e-06 | -0.036511 | -0.62342 | -0.036519 | -0.04495 | -0.62294 | -0.62295 | -35.6923 | -71.5754 | -71 | -34 | -31.602 | -35 | -41 | -32.374 | 35°41 ' 32,374 "S | 71°34 ' 31,602 "
1642 | S/E RAPEL | TRANSELEC S.A. | LITUECHE | 261366.5 | 6230547.83 | 19H | 19 | H | S | -69 | -3769452.17 | -0.59234 | 6382248.035 | -0.03739 | -0.92638 | -0.63762 | -1.0555 | -0.95105 | -1.7314 | 0.0050546 | 4.2582e-05 | 1.6741e-07 | -3755353.0765 | -0.0022091 | 3.2426e-06 | -0.03739 | -0.59455 | -0.037399 | -0.045115 | -0.59408 | -0.59409 | -34.0386 | -71.5849 | -71 | -35 | -5.687 | -34 | -2 | -19.023 | 34°2 ' 19,023 "S | 71°35 ' 5,687 "
1646 | S/E ANTUCO (TRANSELEC) | TRANSELEC S.A. | TUCAPEL | 267035.87 | 5867391.98 | 19H | 19 | H | S | -69 | -4132608.02 | -0.64941 | 6383403.8337 | -0.036495 | -0.96324 | -0.611 | -1.131 | -1.001 | -1.7976 | 0.0050546 | 4.2582e-05 | 1.6741e-07 | -4117986.3195 | -0.0022906 | 2.8469e-06 | -0.036495 | -0.6517 | -0.036503 | -0.045881 | -0.65119 | -0.6512 | -37.3109 | -71.6288 | -71 | -37 | -43.593 | -37 | -18 | -39.4 | 37°18 ' 39,4 "S | 71°37 ' 43,593 "
1649 | S/E CASERONES | COMPAÑÍA SCM MINERA LUMINA COPPER CHILE | FREIRINA | 447008.43 | 6882118.9 | 19J | 19 | J | S | -69 | -3117881.1 | -0.48995 | 6380316.7834 | -0.0083055 | -0.83044 | -0.64654 | -0.90517 | -0.84052 | -1.5686 | 0.0050546 | 4.2582e-05 | 1.6741e-07 | -3105195.7966 | -0.0019882 | 1.8097e-07 | -0.0083055 | -0.49194 | -0.0083056 | -0.0094227 | -0.49192 | -0.49193 | -28.1856 | -69.5399 | -69 | -32 | -23.568 | -28 | -11 | -8.182 | 28°11 ' 8,182 "S | 69°32 ' 23,568 "
1650 | S/E JORQUERA | COMPAÑÍA SCM MINERA LUMINA COPPER CHILE | TIERRA AMARILLA | 404071.3181 | 6897554.2751 | 19J | 19 | J | S | -69 | -3102445.7249 | -0.48753 | 6380273.7729 | -0.015035 | -0.82773 | -0.6461 | -0.90139 | -0.83757 | -1.5641 | 0.0050546 | 4.2582e-05 | 1.6741e-07 | -3089800.9325 | -0.0019819 | 5.946e-07 | -0.015035 | -0.48951 | -0.015036 | -0.017035 | -0.48945 | -0.48946 | -28.0439 | -69.976 | -69 | -58 | -33.68 | -28 | -2 | -37.915 | 28°2 ' 37,915 "S | 69°58 ' 33,68 "
1651 | S/E CERRO NEGRO NORTE | TECNOCAP S.A. | COPIAPÓ | 368522 | 7001097.012 | 19J | 19 | J | S | -69 | -2998902.988 | -0.47126 | 6379988.9745 | -0.020608 | -0.80904 | -0.64228 | -0.87577 | -0.8174 | -1.5323 | 0.0050546 | 4.2582e-05 | 1.6741e-07 | -2986537.9337 | -0.0019381 | 1.1361e-06 | -0.020608 | -0.47319 | -0.020609 | -0.023149 | -0.47308 | -0.47309 | -27.1063 | -70.3264 | -70 | -19 | -34.896 | -27 | -6 | -22.696 | 27°6 ' 22,696 "S | 70°19 ' 34,896 "
1652 | S/E TOTORALILLO (CAP CMP) | TECNOCAP S.A. | CALDERA | 320472 | 7025916.0129 | 19J | 19 | J | S | -69 | -2974083.9871 | -0.46735 | 6379921.692 | -0.02814 | -0.80443 | -0.64115 | -0.86957 | -0.81246 | -1.5244 | 0.0050546 | 4.2582e-05 | 1.6741e-07 | -2961788.0283 | -0.0019273 | 2.1267e-06 | -0.02814 | -0.46928 | -0.028143 | -0.031544 | -0.46908 | -0.46909 | -26.8769 | -70.8073 | -70 | -48 | -26.42 | -26 | -52 | -36.93 | 26°52 ' 36,93 "S | 70°48 ' 26,42 "
1653 | S/E CENTRAL SDGX01 | ENGIE ENERGÍA CHILE S.A. | ANDACOLLO | 298555.81 | 6654174.65 | 19J | 19 | J | S | -69 | -3345825.35 | -0.52577 | 6380967.8285 | -0.03157 | -0.86819 | -0.64951 | -0.95987 | -0.88228 | -1.6324 | 0.0050546 | 4.2582e-05 | 1.6741e-07 | -3332578.6351 | -0.002076 | 2.5125e-06 | -0.03157 | -0.52785 | -0.031575 | -0.036533 | -0.52756 | -0.52757 | -30.2273 | -71.0932 | -71 | -5 | -35.494 | -30 | -13 | -38.277 | 30°13 ' 38,277 "S | 71°5 ' 35,494 "
1654 | S/E CENTRAL SANTA MARTA | CONSORCIO SANTA MARTA S.A. | TALAGANTE | 333391.3 | 6269601.83 | 19H | 19 | H | S | -69 | -3730398.17 | -0.5862 | 6382126.6399 | -0.026106 | -0.92169 | -0.63962 | -1.047 | -0.94519 | -1.7233 | 0.0050546 | 4.2582e-05 | 1.6741e-07 | -3716366.9134 | -0.0021985 | 1.5937e-06 | -0.026106 | -0.5884 | -0.026108 | -0.031377 | -0.58818 | -0.58818 | -33.7005 | -70.7977 | -70 | -47 | -51.876 | -33 | -42 | -1.761 | 33°42 ' 1,761 "S | 70°47 ' 51,876 "
1655 | TAP OFF SANTA MARTA | CONSORCIO SANTA MARTA S.A. | SAN BERNARDO | 334698.2 | 6270556.94 | 19H | 19 | H | S | -69 | -3729443.06 | -0.58605 | 6382123.6789 | -0.025901 | -0.92157 | -0.63967 | -1.0468 | -0.94505 | -1.7231 | 0.0050546 | 4.2582e-05 | 1.6741e-07 | -3715413.4903 | -0.0021983 | 1.5691e-06 | -0.025901 | -0.58825 | -0.025904 | -0.031127 | -0.58803 | -0.58804 | -33.6921 | -70.7835 | -70 | -47 | -0.491 | -33 | -41 | -31.5 | 33°41 ' 31,5 "S | 70°47 ' 0,491 "
1656 | S/E MONTERRICO | CGE TRANSMISIÓN S.A. | CHILLÁN | 762772.43 | 5944091.59 | 18H | 18 | H | S | -75 | -4055908.41 | -0.63736 | 6383156.0407 | 0.041167 | -0.95649 | -0.61778 | -1.1156 | -0.99114 | -1.7849 | 0.0050546 | 4.2582e-05 | 1.6741e-07 | -4041380.6102 | -0.002276 | 3.6885e-06 | 0.041166 | -0.63963 | 0.041178 | 0.051279 | -0.639 | -0.63901 | -36.6125 | -72.0619 | -72 | -3 | -42.93 | -36 | -36 | -45.035 | 36°36 ' 45,035 "S | 72°3 ' 42,93 "
1658 | TAP OFF EL NEVADO | CGE TRANSMISIÓN S.A. | CHILLÁN | 761081.12 | 5944858.5 | 18H | 18 | H | S | -75 | -4055141.5 | -0.63724 | 6383153.5721 | 0.040902 | -0.95642 | -0.61785 | -1.1154 | -0.99104 | -1.7848 | 0.0050546 | 4.2582e-05 | 1.6741e-07 | -4040614.6841 | -0.0022758 | 3.6418e-06 | 0.040902 | -0.63951 | 0.040913 | 0.050945 | -0.63889 | -0.6389 | -36.6061 | -72.0811 | -72 | -4 | -51.866 | -36 | -36 | -21.851 | 36°36 ' 21,851 "S | 72°4 ' 51,866 "
1659 | S/E CENTRAL RIO HUASCO | HIDROELÉCTRICA RÍO HUASCO S.A. | VALLENAR | 339337.5627 | 6826813.6039 | 19J | 19 | J | S | -69 | -3173186.3961 | -0.49864 | 6380472.0421 | -0.02518 | -0.84 | -0.64789 | -0.91864 | -0.85095 | -1.5848 | 0.0050546 | 4.2582e-05 | 1.6741e-07 | -3160358.5085 | -0.0020105 | 1.6479e-06 | -0.02518 | -0.50065 | -0.025183 | -0.028698 | -0.50048 | -0.50049 | -28.6759 | -70.6443 | -70 | -38 | -39.433 | -28 | -40 | -33.272 | 28°40 ' 33,272 "S | 70°38 ' 39,433 "
1660 | S/E CENTRAL CHACAYES | PACIFIC HYDRO CHACAYES S.A. | MACHALÍ | 366291.94 | 6206337.83 | 19H | 19 | H | S | -69 | -3793662.17 | -0.59615 | 6382323.5987 | -0.02095 | -0.92922 | -0.6363 | -1.0608 | -0.95464 | -1.7363 | 0.0050546 | 4.2582e-05 | 1.6741e-07 | -3779522.1428 | -0.0022155 | 1.0127e-06 | -0.02095 | -0.59836 | -0.020951 | -0.025351 | -0.59821 | -0.59822 | -34.2755 | -70.4525 | -70 | -27 | -9.086 | -34 | -16 | -31.93 | 34°16 ' 31,93 "S | 70°27 ' 9,086 "
1662 | S/E MULCHEN | ALFA TRANSMISORA DE ENERGÍA S.A. | MULCHÉN | 742160 | 5826009 | 18H | 18 | H | S | -75 | -4173991 | -0.65591 | 6383538.2451 | 0.037935 | -0.96665 | -0.6071 | -1.1392 | -1.0062 | -1.8041 | 0.0050546 | 4.2582e-05 | 1.6741e-07 | -4159322.3501 | -0.0022979 | 3.0456e-06 | 0.037935 | -0.65821 | 0.037944 | 0.047928 | -0.65765 | -0.65766 | -37.6812 | -72.2539 | -72 | -15 | -14.201 | -37 | -40 | -52.248 | 37°40 ' 52,248 "S | 72°15 ' 14,201 " | -37.6812 | -72.2539 | si | Mulchen220
1663 | S/E PILAUCO | SISTEMA DE TRANSMISIÓN DEL SUR S.A. | OSORNO | 662271.29 | 5506666.68 | 18G | 18 | G | S | -75 | -4493333.32 | -0.70609 | 6384589.635 | 0.025416 | -0.98745 | -0.57171 | -1.1998 | -1.0428 | -1.8483 | 0.0050546 | 4.2582e-05 | 1.6741e-07 | -4478390.9849 | -0.0023404 | 1.2603e-06 | 0.025416 | -0.70843 | 0.025419 | 0.033461 | -0.70816 | -0.70817 | -40.5749 | -73.0829 | -73 | -4 | -58.267 | -40 | -34 | -29.59 | 40°34 ' 29,59 "S | 73°4 ' 58,267 "
1664 | S/E RAHUE | TRANSELEC S.A. | OSORNO | 662064.06 | 5506787.47 | 18G | 18 | G | S | -75 | -4493212.53 | -0.70607 | 6384589.2333 | 0.025384 | -0.98744 | -0.57172 | -1.1998 | -1.0428 | -1.8483 | 0.0050546 | 4.2582e-05 | 1.6741e-07 | -4478270.2685 | -0.0023404 | 1.2571e-06 | 0.025384 | -0.70841 | 0.025386 | 0.033417 | -0.70814 | -0.70815 | -40.5738 | -73.0853 | -73 | -5 | -7.188 | -40 | -34 | -25.821 | 40°34 ' 25,821 "S | 73°5 ' 7,188 " | -40.5733 | -73.0843 | si | Rahue220
1667 | S/E CENTRAL SAN ANDRES (HSA) | HIDROELÉCTRICA SAN ANDRÉS SPA | SAN FERNANDO | 373323.88 | 6155474.16 | 19H | 19 | H | S | -69 | -3844525.84 | -0.60414 | 6382483.1027 | -0.019847 | -0.93501 | -0.63329 | -1.0716 | -0.96205 | -1.7464 | 0.0050546 | 4.2582e-05 | 1.6741e-07 | -3830302.6175 | -0.0022285 | 8.9908e-07 | -0.019847 | -0.60637 | -0.019849 | -0.02415 | -0.60623 | -0.60624 | -34.735 | -70.3837 | -70 | -23 | -1.363 | -34 | -44 | -5.934 | 34°44 ' 5,934 "S | 70°23 ' 1,363 "
1668 | S/E SECCIONADORA LLANO DE LLAMPOS | AMANECER SOLAR SPA | COPIAPÓ | 383073.01 | 6991208.24 | 19J | 19 | J | S | -69 | -3008791.76 | -0.47281 | 6380015.8896 | -0.018327 | -0.81086 | -0.6427 | -0.87824 | -0.81935 | -1.5354 | 0.0050546 | 4.2582e-05 | 1.6741e-07 | -2996399.3941 | -0.0019424 | 8.9712e-07 | -0.018327 | -0.47475 | -0.018328 | -0.020604 | -0.47467 | -0.47467 | -27.1969 | -70.1805 | -70 | -10 | -49.919 | -27 | -11 | -48.747 | 27°11 ' 48,747 "S | 70°10 ' 49,919 "
1669 | S/E CENTRAL LLANO DE LLAMPOS | AMANECER SOLAR SPA | COPIAPÓ | 384726.05 | 6999288.31 | 19J | 19 | J | S | -69 | -3000711.69 | -0.47154 | 6379993.8929 | -0.018068 | -0.80937 | -0.64236 | -0.87622 | -0.81776 | -1.5329 | 0.0050546 | 4.2582e-05 | 1.6741e-07 | -2988341.6309 | -0.0019389 | 8.7307e-07 | -0.018068 | -0.47348 | -0.018069 | -0.0203 | -0.47339 | -0.4734 | -27.1241 | -70.1631 | -70 | -9 | -47.125 | -27 | -7 | -26.683 | 27°7 ' 26,683 "S | 70°9 ' 47,125 "
1671 | S/E CENTRAL SAN ANDRES (SAN ANDRES SPA) | SAN ANDRÉS SPA | COPIAPÓ | 390269.11 | 6985092.45 | 19J | 19 | J | S | -69 | -3014907.55 | -0.47377 | 6380032.5659 | -0.017199 | -0.81198 | -0.64296 | -0.87976 | -0.82056 | -1.5373 | 0.0050546 | 4.2582e-05 | 1.6741e-07 | -3002498.3555 | -0.001945 | 7.8931e-07 | -0.017199 | -0.47572 | -0.0172 | -0.019346 | -0.47564 | -0.47565 | -27.2527 | -70.1084 | -70 | -6 | -30.372 | -27 | -15 | -9.619 | 27°15 ' 9,619 "S | 70°6 ' 30,372 "
1673 | S/E CENTRAL TALINAY ORIENTE | PARQUE TALINAY ORIENTE S.A. | OVALLE | 251601.9996 | 6582631.0178 | 19J | 19 | J | S | -69 | -3417368.9822 | -0.53701 | 6381177.9865 | -0.038927 | -0.87913 | -0.64905 | -0.97658 | -0.8947 | -1.6509 | 0.0050546 | 4.2582e-05 | 1.6741e-07 | -3403960.5838 | -0.0021012 | 3.7698e-06 | -0.038927 | -0.53912 | -0.038936 | -0.045341 | -0.53866 | -0.53867 | -30.8635 | -71.5978 | -71 | -35 | -52.201 | -30 | -51 | -48.746 | 30°51 ' 48,746 "S | 71°35 ' 52,201 " | -30.8635 | -71.5978 | si | Talinay220
1675 | TAP OFF TALINAY | PARQUE TALINAY ORIENTE S.A. | OVALLE | 251043.9996 | 6582538.0178 | 19J | 19 | J | S | -69 | -3417461.9822 | -0.53703 | 6381178.2614 | -0.039014 | -0.87914 | -0.64905 | -0.9766 | -0.89471 | -1.6509 | 0.0050546 | 4.2582e-05 | 1.6741e-07 | -3404053.3782 | -0.0021013 | 3.7867e-06 | -0.039014 | -0.53913 | -0.039024 | -0.045443 | -0.53867 | -0.53868 | -30.8643 | -71.6037 | -71 | -36 | -13.273 | -30 | -51 | -51.342 | 30°51 ' 51,342 "S | 71°36 ' 13,273 " | -30.8635 | -71.5978 | si | Talinay220
1676 | S/E PICOLTUE | SISTEMA DE TRANSMISIÓN DEL SUR S.A. | MULCHÉN | 741937.19 | 5825844.24 | 18H | 18 | H | S | -75 | -4174155.76 | -0.65594 | 6383538.7812 | 0.0379 | -0.96667 | -0.60709 | -1.1393 | -1.0062 | -1.8041 | 0.0050546 | 4.2582e-05 | 1.6741e-07 | -4159486.9284 | -0.0022979 | 3.0399e-06 | 0.0379 | -0.65824 | 0.037909 | 0.047885 | -0.65768 | -0.65769 | -37.6827 | -72.2564 | -72 | -15 | -23.09 | -37 | -40 | -57.8 | 37°40 ' 57,8 "S | 72°15 ' 23,09 "
1679 | S/E CANAL MELADO | TRANSELEC S.A. | COLBÚN | 312672.66 | 6045288.75 | 19H | 19 | H | S | -69 | -3954711.25 | -0.62145 | 6382831.9483 | -0.029349 | -0.94672 | -0.62581 | -1.0948 | -0.97756 | -1.7672 | 0.0050546 | 4.2582e-05 | 1.6741e-07 | -3940320.9311 | -0.0022545 | 1.9186e-06 | -0.029349 | -0.62371 | -0.029353 | -0.036146 | -0.6234 | -0.62341 | -35.7186 | -71.071 | -71 | -4 | -15.56 | -35 | -43 | -6.845 | 35°43 ' 6,845 "S | 71°4 ' 15,56 "
1680 | S/E CENTRAL LOS HIERROS | EMPRESA ELÉCTRICAS AGUAS DEL MELADO SPA | COLBÚN | 313587.19 | 6029872.63 | 19H | 19 | H | S | -69 | -3970127.37 | -0.62388 | 6382881.0995 | -0.029205 | -0.94827 | -0.62465 | -1.098 | -0.97967 | -1.7699 | 0.0050546 | 4.2582e-05 | 1.6741e-07 | -3955715.1149 | -0.002258 | 1.8933e-06 | -0.029205 | -0.62613 | -0.029209 | -0.036032 | -0.62583 | -0.62583 | -35.8576 | -71.0645 | -71 | -3 | -52.11 | -35 | -51 | -27.53 | 35°51 ' 27,53 "S | 71°3 ' 52,11 "
1681 | S/E CENTRAL CUEL | AELA EÓLICA NEGRETE SPA | LOS ÁNGELES | 723874.86 | 5846067.31 | 18H | 18 | H | S | -75 | -4153932.69 | -0.65276 | 6383473.0356 | 0.035071 | -0.96502 | -0.60901 | -1.1353 | -1.0037 | -1.801 | 0.0050546 | 4.2582e-05 | 1.6741e-07 | -4139286.4703 | -0.0022944 | 2.6157e-06 | 0.035071 | -0.65505 | 0.035078 | 0.044205 | -0.65458 | -0.65459 | -37.5052 | -72.4672 | -72 | -28 | -2.043 | -37 | -30 | -18.743 | 37°30 ' 18,743 "S | 72°28 ' 2,043 "
1686 | S/E TRAVESIA | COMPAÑÍA CONTRACTUAL MINERA CANDELARIA | COPIAPÓ | 357620.45 | 6973934.93 | 19J | 19 | J | S | -69 | -3026065.07 | -0.47552 | 6380063.0495 | -0.022316 | -0.81402 | -0.64342 | -0.88254 | -0.82276 | -1.5408 | 0.0050546 | 4.2582e-05 | 1.6741e-07 | -3013625.2972 | -0.0019498 | 1.3265e-06 | -0.022316 | -0.47747 | -0.022318 | -0.025123 | -0.47734 | -0.47735 | -27.3504 | -70.4395 | -70 | -26 | -22.05 | -27 | -21 | -1.344 | 27°21 ' 1,344 "S | 70°26 ' 22,05 "
1687 | S/E PUNTA PADRONES | COMPAÑÍA CONTRACTUAL MINERA CANDELARIA | CALDERA | 317409.93 | 7006073.54 | 19J | 19 | J | S | -69 | -2993926.46 | -0.47047 | 6379975.4526 | -0.028619 | -0.80812 | -0.64206 | -0.87453 | -0.81641 | -1.5307 | 0.0050546 | 4.2582e-05 | 1.6741e-07 | -2981575.1974 | -0.0019359 | 2.1929e-06 | -0.028619 | -0.47241 | -0.028623 | -0.032133 | -0.4722 | -0.47221 | -27.0556 | -70.8411 | -70 | -50 | -27.827 | -27 | -3 | -20.107 | 27°3 ' 20,107 "S | 70°50 ' 27,827 "
1688 | TAP OFF EL ROSAL | EÓLICA MONTE REDONDO SPA | LOS ÁNGELES | 735092.75 | 5874270.01 | 18H | 18 | H | S | -75 | -4125729.99 | -0.64833 | 6383381.5414 | 0.036829 | -0.96266 | -0.61163 | -1.1297 | -1.0002 | -1.7965 | 0.0050546 | 4.2582e-05 | 1.6741e-07 | -4111116.3455 | -0.0022893 | 2.904e-06 | 0.036829 | -0.65062 | 0.036837 | 0.046262 | -0.6501 | -0.65011 | -37.2485 | -72.3494 | -72 | -20 | -57.848 | -37 | -14 | -54.516 | 37°14 ' 54,516 "S | 72°20 ' 57,848 "
1689 | S/E CENTRAL LAJA 1 | EÓLICA MONTE REDONDO SPA | CABRERO | 719004.28 | 5875137.46 | 18H | 18 | H | S | -75 | -4124862.54 | -0.64819 | 6383378.7309 | 0.034309 | -0.96258 | -0.61171 | -1.1295 | -1 | -1.7963 | 0.0050546 | 4.2582e-05 | 1.6741e-07 | -4110249.9166 | -0.0022892 | 2.5206e-06 | 0.034308 | -0.65048 | 0.034315 | 0.043094 | -0.65003 | -0.65004 | -37.2446 | -72.5309 | -72 | -31 | -51.205 | -37 | -14 | -40.507 | 37°14 ' 40,507 "S | 72°31 ' 51,205 "
1692 | S/E BOSQUEMAR | CHILQUINTA TRANSMISIÓN S.A. | CONCÓN | 264628.098 | 6353314.3994 | 19H | 19 | H | S | -69 | -3646685.6006 | -0.57305 | 6381868.5823 | -0.036881 | -0.91116 | -0.6433 | -1.0286 | -0.9323 | -1.7052 | 0.0050546 | 4.2582e-05 | 1.6741e-07 | -3632807.2132 | -0.0021747 | 3.2362e-06 | -0.036881 | -0.57522 | -0.03689 | -0.043937 | -0.57478 | -0.57479 | -32.9331 | -71.5174 | -71 | -31 | -2.58 | -32 | -55 | -59.256 | 32°55 ' 59,256 "S | 71°31 ' 2,58 "
1693 | S/E PLANTA MDP TENO | MADERAS ARAUCO S.A. | TENO | 308939.68 | 6140585.88 | 19H | 19 | H | S | -69 | -3859414.12 | -0.60648 | 6382529.9787 | -0.029935 | -0.93666 | -0.63236 | -1.0748 | -0.96419 | -1.7493 | 0.0050546 | 4.2582e-05 | 1.6741e-07 | -3845167.267 | -0.0022322 | 2.0386e-06 | -0.029935 | -0.60871 | -0.029939 | -0.036478 | -0.6084 | -0.60841 | -34.8591 | -71.09 | -71 | -5 | -24.129 | -34 | -51 | -32.886 | 34°51 ' 32,886 "S | 71°5 ' 24,129 "
1697 | S/E DON GOYO | DON GOYO TRANSMISIÓN S.A. | OVALLE | 260468.9997 | 6615031.017 | 19J | 19 | J | S | -69 | -3384968.983 | -0.53192 | 6381082.4838 | -0.037538 | -0.87423 | -0.64934 | -0.96904 | -0.88911 | -1.6426 | 0.0050546 | 4.2582e-05 | 1.6741e-07 | -3371632.9324 | -0.0020899 | 3.5268e-06 | -0.037538 | -0.53401 | -0.037546 | -0.043592 | -0.5336 | -0.5336 | -30.5733 | -71.4976 | -71 | -29 | -51.471 | -30 | -34 | -23.816 | 30°34 ' 23,816 "S | 71°29 ' 51,471 " | -30.5733 | -71.4976 | DonGoyo220
1698 | S/E CENTRAL EL ARRAYAN | PARQUE EÓLICO EL ARRAYÁN SPA | OVALLE | 241917 | 6615906 | 19J | 19 | J | S | -69 | -3384094 | -0.53178 | 6381079.9122 | -0.040445 | -0.8741 | -0.64935 | -0.96883 | -0.88896 | -1.6424 | 0.0050546 | 4.2582e-05 | 1.6741e-07 | -3370759.9233 | -0.0020896 | 4.0949e-06 | -0.040445 | -0.53387 | -0.040456 | -0.046961 | -0.53339 | -0.5334 | -30.5615 | -71.6907 | -71 | -41 | -26.466 | -30 | -33 | -41.548 | 30°33 ' 41,548 "S | 71°41 ' 26,466 "
1699 | S/E PLANTA DESALADORA Y BOMBEO N°1 | MANTOVERDE S.A. | CHAÑARAL | 331115.77 | 7063336.06 | 19J | 19 | J | S | -69 | -2936663.94 | -0.46147 | 6379820.9848 | -0.026472 | -0.79738 | -0.63929 | -0.86017 | -0.80495 | -1.5124 | 0.0050546 | 4.2582e-05 | 1.6741e-07 | -2924473.6324 | -0.0019108 | 1.8932e-06 | -0.026472 | -0.46339 | -0.026475 | -0.029587 | -0.46321 | -0.46322 | -26.5405 | -70.6952 | -70 | -41 | -42.777 | -26 | -32 | -25.941 | 26°32 ' 25,941 "S | 70°41 ' 42,777 "
1700 | S/E CENTRAL LA CEBADA | COMPAÑÍA TRANSMISORA LA CEBADA S.A. | OVALLE | 250474.53 | 6563764.3 | 19J | 19 | J | S | -69 | -3436235.7 | -0.53998 | 6381233.8444 | -0.039103 | -0.88194 | -0.64883 | -0.98095 | -0.89792 | -1.6556 | 0.0050546 | 4.2582e-05 | 1.6741e-07 | -3422785.8432 | -0.0021077 | 3.7906e-06 | -0.039103 | -0.54209 | -0.039113 | -0.045627 | -0.54163 | -0.54163 | -31.0334 | -71.6142 | -71 | -36 | -51.277 | -31 | -2 | -0.117 | 31°2 ' 0,117 "S | 71°36 ' 51,277 " | -31.0332 | -71.6142 | si | LaCebada220
1701 | S/E BOMBEO 2 | MANTOVERDE S.A. | CHAÑARAL | 350579.57 | 7062365.84 | 19J | 19 | J | S | -69 | -2937634.16 | -0.46163 | 6379823.5847 | -0.023421 | -0.79757 | -0.63934 | -0.86041 | -0.80514 | -1.5127 | 0.0050546 | 4.2582e-05 | 1.6741e-07 | -2925441.0908 | -0.0019112 | 1.4817e-06 | -0.023421 | -0.46354 | -0.023423 | -0.02618 | -0.4634 | -0.46341 | -26.5515 | -70.5 | -70 | -30 | -0.052 | -26 | -33 | -5.349 | 26°33 ' 5,349 "S | 70°30 ' 0,052 "
1702 | S/E CENTRAL ANGOSTURA | COLBÚN S.A. | SANTA BÁRBARA | 251318.12 | 5822720.54 | 19H | 19 | H | S | -69 | -4177279.46 | -0.65643 | 6383548.9465 | -0.038957 | -0.96692 | -0.60678 | -1.1399 | -1.0066 | -1.8046 | 0.0050546 | 4.2582e-05 | 1.6741e-07 | -4162607.1914 | -0.0022985 | 3.2093e-06 | -0.038957 | -0.65873 | -0.038966 | -0.049237 | -0.65814 | -0.65815 | -37.709 | -71.8211 | -71 | -49 | -15.793 | -37 | -42 | -32.542 | 37°42 ' 32,542 "S | 71°49 ' 15,793 "
1703 | S/E CENTRAL SAN PEDRO DALCAHUE | ALBA SPA | DALCAHUE | 598008.53 | 5319228.55 | 18 | 1 |  | S | -177 | -4680771.45 | -0.73555 | 6385215.6135 | 0.015349 | -0.99503 | -0.54704 | -1.2331 | -1.0616 | -1.8695 | 0.0050546 | 4.2582e-05 | 1.6741e-07 | -4665742.4243 | -0.0023537 | 4.3647e-07 | 0.015349 | -0.7379 | 0.01535 | 0.020743 | -0.73779 | -0.7378 | -42.273 | -175.8115 | -175 | -48 | -41.359 | -42 | -16 | -22.794 | 42°16 ' 22,794 "S | 175°48 ' 41,359 "
1704 | S/E EB2 | CLEANAIRTECH SUDAMÉRICA S.A. | COPIAPÓ | 337609.74 | 6970664.55 | 19J | 19 | J | S | -69 | -3029335.45 | -0.47604 | 6380071.9991 | -0.025453 | -0.81462 | -0.64355 | -0.88335 | -0.8234 | -1.5418 | 0.0050546 | 4.2582e-05 | 1.6741e-07 | -3016886.7446 | -0.0019512 | 1.7246e-06 | -0.025453 | -0.47799 | -0.025455 | -0.028661 | -0.47782 | -0.47783 | -27.3777 | -70.6421 | -70 | -38 | -31.7 | -27 | -22 | -39.558 | 27°22 ' 39,558 "S | 70°38 ' 31,7 "
1706 | S/E CEMENTOS BIO BIO CENTRO | CEMENTOS BÍO BÍO CENTRO S.A. | TENO | 304105.09 | 6139614.6 | 19 H | 19 | H | S | -69 | -3860385.4 | -0.60663 | 6382533.0397 | -0.030692 | -0.93676 | -0.6323 | -1.075 | -0.96433 | -1.7495 | 0.0050546 | 4.2582e-05 | 1.6741e-07 | -3846137.0167 | -0.0022324 | 2.1426e-06 | -0.030692 | -0.60886 | -0.030697 | -0.037404 | -0.60853 | -0.60854 | -34.867 | -71.1431 | -71 | -8 | -35.221 | -34 | -52 | -1.083 | 34°52 ' 1,083 "S | 71°8 ' 35,221 "
1707 | S/E CENTRAL SAUZALITO | ENEL GENERACIÓN CHILE S.A. | MACHALÍ | 349818.86 | 6208589.75 | 19H | 19 | H | S | -69 | -3791410.25 | -0.59579 | 6382316.5602 | -0.023531 | -0.92896 | -0.63642 | -1.0603 | -0.95431 | -1.7359 | 0.0050546 | 4.2582e-05 | 1.6741e-07 | -3777273.994 | -0.0022149 | 1.2783e-06 | -0.023531 | -0.59801 | -0.023533 | -0.028467 | -0.59782 | -0.59783 | -34.253 | -70.631 | -70 | -37 | -51.69 | -34 | -15 | -10.743 | 34°15 ' 10,743 "S | 70°37 ' 51,69 "
1708 | S/E RUCATAYO | TRANSRUCATAYO S.A. | PUYEHUE | 694027.22 | 5500996.73 | 18G | 18 | G | S | -75 | -4499003.27 | -0.70698 | 6384608.4927 | 0.03039 | -0.98773 | -0.571 | -1.2008 | -1.0434 | -1.849 | 0.0050546 | 4.2582e-05 | 1.6741e-07 | -4484057.5053 | -0.0023409 | 1.7991e-06 | 0.03039 | -0.70933 | 0.030394 | 0.040035 | -0.70893 | -0.70894 | -40.6191 | -72.7062 | -72 | -42 | -22.285 | -40 | -37 | -8.73 | 40°37 ' 8,73 "S | 72°42 ' 22,285 "
1709 | S/E PICHIRRAHUE | TRANSRUCATAYO S.A. | OSORNO | 662148.88 | 5506964.52 | 18G | 18 | G | S | -75 | -4493035.48 | -0.70605 | 6384588.6445 | 0.025397 | -0.98743 | -0.57174 | -1.1998 | -1.0428 | -1.8483 | 0.0050546 | 4.2582e-05 | 1.6741e-07 | -4478093.3264 | -0.0023403 | 1.2585e-06 | 0.025397 | -0.70839 | 0.0254 | 0.033434 | -0.70811 | -0.70812 | -40.5722 | -73.0844 | -73 | -5 | -3.746 | -40 | -34 | -20.022 | 40°34 ' 20,022 "S | 73°5 ' 3,746 " | -40.5722 | -73.0843 | si | Pichirrahue220
1711 | S/E CENTRAL UCUQUER | CGE TRANSMISIÓN S.A. | LITUECHE | 258442.05 | 6229808.73 | 19H | 19 | H | S | -69 | -3770191.27 | -0.59246 | 6382250.3384 | -0.037848 | -0.92647 | -0.63758 | -1.0557 | -0.95116 | -1.7315 | 0.0050546 | 4.2582e-05 | 1.6741e-07 | -3756090.9141 | -0.0022093 | 3.322e-06 | -0.037848 | -0.59467 | -0.037857 | -0.045671 | -0.59418 | -0.59419 | -34.0446 | -71.6168 | -71 | -37 | -0.361 | -34 | -2 | -40.583 | 34°2 ' 40,583 "S | 71°37 ' 0,361 "
1716 | S/E CIRUELITO | COOPERATIVA DE CONSUMO DE ENERGÍA ELÉCTRICA CHILLÁN LTDA. | PINTO | 248024.09 | 5930075.31 | 19H | 19 | H | S | -69 | -4069924.69 | -0.63956 | 6383201.1895 | -0.039475 | -0.95776 | -0.61659 | -1.1184 | -0.99298 | -1.7873 | 0.0050546 | 4.2582e-05 | 1.6741e-07 | -4055379.0649 | -0.0022787 | 3.3805e-06 | -0.039475 | -0.64184 | -0.039485 | -0.049255 | -0.64126 | -0.64126 | -36.7416 | -71.8221 | -71 | -49 | -19.571 | -36 | -44 | -29.855 | 36°44 ' 29,855 "S | 71°49 ' 19,571 "
1717 | S/E LOS TAMBORES | SISTEMA DE TRANSMISIÓN DEL SUR S.A. | LA UNIÓN | 669950 | 5534727 | 18G | 18 | G | S | -75 | -4465273 | -0.70168 | 6384496.3916 | 0.026619 | -0.98602 | -0.57517 | -1.1947 | -1.0398 | -1.8449 | 0.0050546 | 4.2582e-05 | 1.6741e-07 | -4450348.3764 | -0.0023376 | 1.3928e-06 | 0.026619 | -0.70402 | 0.026622 | 0.034912 | -0.70372 | -0.70373 | -40.3207 | -72.9997 | -72 | -59 | -58.888 | -40 | -19 | -14.527 | 40°19 ' 14,527 "S | 72°59 ' 58,888 "
1718 | S/E CENTRAL PUNTA PALMERAS | PUNTA PALMERAS S.A. | CANELA | 248506.9996 | 6541405.0183 | 19J | 19 | J | S | -69 | -3458594.9817 | -0.54349 | 6381300.274 | -0.039411 | -0.88523 | -0.6485 | -0.98611 | -0.9017 | -1.6612 | 0.0050546 | 4.2582e-05 | 1.6741e-07 | -3445096.633 | -0.0021153 | 3.8343e-06 | -0.039411 | -0.54561 | -0.039421 | -0.046084 | -0.54514 | -0.54514 | -31.2345 | -71.6404 | -71 | -38 | -25.51 | -31 | -14 | -4.131 | 31°14 ' 4,131 "S | 71°38 ' 25,51 "
1720 | S/E CENTRAL PARQUE EOLICO TALTAL | ENEL GREEN POWER CHILE S.A. | TALTAL | 412151.5318 | 7227606.5307 | 19J | 19 | J | S | -69 | -2772393.4693 | -0.43566 | 6379389.6848 | -0.013771 | -0.76518 | -0.62891 | -0.81825 | -0.77092 | -1.4572 | 0.0050546 | 4.2582e-05 | 1.6741e-07 | -2760687.5576 | -0.001835 | 5.2521e-07 | -0.013771 | -0.4375 | -0.013771 | -0.015202 | -0.43745 | -0.43746 | -25.0647 | -69.871 | -69 | -52 | -15.6 | -25 | -3 | -52.877 | 25°3 ' 52,877 "S | 69°52 ' 15,6 " | -25.0816 | -69.8833 | si | Parinas220/Parinas500
1723 | S/E CENTRAL LALACKAMA | ENEL GREEN POWER CHILE S.A. | TALTAL | 367560.96 | 7222505.2 | 19J | 19 | J | S | -69 | -2777494.8 | -0.43646 | 6379402.8072 | -0.02076 | -0.76621 | -0.62929 | -0.81957 | -0.772 | -1.4589 | 0.0050546 | 4.2582e-05 | 1.6741e-07 | -2765773.3491 | -0.0018374 | 1.1928e-06 | -0.02076 | -0.4383 | -0.020762 | -0.022925 | -0.4382 | -0.43821 | -25.1075 | -70.3135 | -70 | -18 | -48.679 | -25 | -6 | -26.981 | 25°6 ' 26,981 "S | 70°18 ' 48,679 "
1724 | TAP OFF CHAÑARES | ENEL GREEN POWER CHILE S.A. | DIEGO DE ALMAGRO | 392031 | 7079031.0116 | 19J | 19 | J | S | -69 | -2920968.9884 | -0.45901 | 6379779.0118 | -0.016924 | -0.7944 | -0.63846 | -0.85621 | -0.80177 | -1.5073 | 0.0050546 | 4.2582e-05 | 1.6741e-07 | -2908823.5182 | -0.0019037 | 7.7567e-07 | -0.016924 | -0.46091 | -0.016924 | -0.018894 | -0.46084 | -0.46085 | -26.4048 | -70.0826 | -70 | -4 | -57.181 | -26 | -24 | -17.32 | 26°24 ' 17,32 "S | 70°4 ' 57,181 "
1725 | S/E CENTRAL CHAÑARES | ENEL GREEN POWER CHILE S.A. | DIEGO DE ALMAGRO | 392840.71 | 7082416.03 | 19J | 19 | J | S | -69 | -2917583.97 | -0.45848 | 6379769.9801 | -0.016797 | -0.79375 | -0.63827 | -0.85535 | -0.80108 | -1.5062 | 0.0050546 | 4.2582e-05 | 1.6741e-07 | -2905448.2106 | -0.0019022 | 7.6448e-07 | -0.016797 | -0.46038 | -0.016798 | -0.018747 | -0.46031 | -0.46032 | -26.3743 | -70.0741 | -70 | -4 | -26.94 | -26 | -22 | -27.527 | 26°22 ' 27,527 "S | 70°4 ' 26,94 "
1726 | S/E CENTRAL LOS HIERROS II | EMPRESA ELÉCTRICA PORTEZUELO SPA | COLBÚN | 312213.7024 | 6031810.6337 | 19H | 19 | H | S | -69 | -3968189.3663 | -0.62357 | 6382874.9161 | -0.02942 | -0.94808 | -0.6248 | -1.0976 | -0.97941 | -1.7696 | 0.0050546 | 4.2582e-05 | 1.6741e-07 | -3953779.8494 | -0.0022575 | 1.9222e-06 | -0.02942 | -0.62583 | -0.029425 | -0.036289 | -0.62552 | -0.62552 | -35.8399 | -71.0792 | -71 | -4 | -45.195 | -35 | -50 | -23.723 | 35°50 ' 23,723 "S | 71°4 ' 45,195 "
1728 | S/E ALTO BONITO | SISTEMA DE TRANSMISIÓN DEL SUR S.A. | PUERTO MONTT | 661798.91 | 5402723.37 | 18G | 18 | G | S | -75 | -4597276.63 | -0.72243 | 6384936.1603 | 0.025341 | -0.99208 | -0.55835 | -1.2185 | -1.0534 | -1.8605 | 0.0050546 | 4.2582e-05 | 1.6741e-07 | -4582279.4134 | -0.0023488 | 1.2178e-06 | 0.025341 | -0.72478 | 0.025343 | 0.033839 | -0.72449 | -0.7245 | -41.5108 | -73.0611 | -73 | -3 | -40.133 | -41 | -30 | -38.837 | 41°30 ' 38,837 "S | 73°3 ' 40,133 "
1731 | S/E GORBEA | CGE TRANSMISIÓN S.A. | GORBEA | 700345.65 | 5669824.83 | 18H | 18 | H | S | -75 | -4330175.17 | -0.68045 | 6384049.5959 | 0.031382 | -0.97805 | -0.59092 | -1.1695 | -1.0248 | -1.8271 | 0.0050546 | 4.2582e-05 | 1.6741e-07 | -4315352.9675 | -0.0023218 | 2.0051e-06 | 0.031382 | -0.68278 | 0.031387 | 0.040435 | -0.68238 | -0.68238 | -39.0977 | -72.6833 | -72 | -40 | -59.736 | -39 | -5 | -51.767 | 39°5 ' 51,767 "S | 72°40 ' 59,736 "
1732 | S/E RENAICO | SISTEMA DE TRANSMISIÓN DEL SUR S.A. | MULCHÉN | 727499.99 | 5811692.95 | 18H | 18 | H | S | -75 | -4188307.05 | -0.65816 | 6383584.8546 | 0.035638 | -0.9678 | -0.60571 | -1.1421 | -1.008 | -1.8063 | 0.0050546 | 4.2582e-05 | 1.6741e-07 | -4173622.7669 | -0.0023003 | 2.6786e-06 | 0.035638 | -0.66046 | 0.035646 | 0.045107 | -0.65997 | -0.65998 | -37.8138 | -72.4155 | -72 | -24 | -55.962 | -37 | -48 | -49.81 | 37°48 ' 49,81 "S | 72°24 ' 55,962 "
1735 | S/E CENTRAL PV SALVADOR | PV SALVADOR S.A. | DIEGO DE ALMAGRO | 413469.16 | 7089351.54 | 19J | 19 | J | S | -69 | -2910648.46 | -0.45739 | 6379751.4982 | -0.013563 | -0.79242 | -0.63789 | -0.8536 | -0.79967 | -1.5039 | 0.0050546 | 4.2582e-05 | 1.6741e-07 | -2898532.6417 | -0.0018991 | 4.9902e-07 | -0.013563 | -0.45929 | -0.013564 | -0.015131 | -0.45924 | -0.45925 | -26.3131 | -69.8669 | -69 | -52 | -0.94 | -26 | -18 | -47.155 | 26°18 ' 47,155 "S | 69°52 ' 0,94 "
1736 | S/E CENTRAL PULELFU | EMPRESA ELÉCTRICA LA LEONERA S.A. | PUYEHUE | 720492.12 | 5478971.25 | 18G | 18 | G | S | -75 | -4521028.75 | -0.71045 | 6384681.799 | 0.034535 | -0.98879 | -0.56823 | -1.2048 | -1.0457 | -1.8517 | 0.0050546 | 4.2582e-05 | 1.6741e-07 | -4506070.1394 | -0.0023429 | 2.3095e-06 | 0.034535 | -0.71279 | 0.034541 | 0.045625 | -0.71227 | -0.71228 | -40.8107 | -72.3859 | -72 | -23 | -9.107 | -40 | -48 | -38.416 | 40°48 ' 38,416 "S | 72°23 ' 9,107 "
1737 | TAP OFF COYANCO | CGE TRANSMISIÓN S.A. | ANDACOLLO | 715815 | 5849187.98 | 18H | 18 | H | S | -75 | -4150812.02 | -0.65227 | 6383462.9004 | 0.033808 | -0.96476 | -0.60931 | -1.1347 | -1.0033 | -1.8005 | 0.0050546 | 4.2582e-05 | 1.6741e-07 | -4136169.3452 | -0.0022938 | 2.4326e-06 | 0.033808 | -0.65456 | 0.033815 | 0.042599 | -0.65412 | -0.65413 | -37.479 | -72.5593 | -72 | -33 | -33.321 | -37 | -28 | -44.482 | 37°28 ' 44,482 "S | 72°33 ' 33,321 "
1739 | TAP OFF TALTAL | TRANSELEC S.A. | TALTAL | 365800.86 | 7223427.8 | 19J | 19 | J | S | -69 | -2776572.2 | -0.43632 | 6379400.4327 | -0.021036 | -0.76603 | -0.62922 | -0.81933 | -0.7718 | -1.4586 | 0.0050546 | 4.2582e-05 | 1.6741e-07 | -2764853.5571 | -0.001837 | 1.2249e-06 | -0.021036 | -0.43815 | -0.021038 | -0.023228 | -0.43805 | -0.43806 | -25.099 | -70.3309 | -70 | -19 | -51.185 | -25 | -5 | -56.434 | 25°5 ' 56,434 "S | 70°19 ' 51,185 "
1740 | S/E CENTRAL PICOIQUEN | HIDROANGOL S.A. | ANGOL | 697738.48 | 5812507.6 | 18H | 18 | H | S | -75 | -4187492.4 | -0.65803 | 6383582.2008 | 0.030976 | -0.96773 | -0.60579 | -1.1419 | -1.0079 | -1.8062 | 0.0050546 | 4.2582e-05 | 1.6741e-07 | -4172808.9981 | -0.0023002 | 2.024e-06 | 0.030976 | -0.66033 | 0.030981 | 0.039207 | -0.65996 | -0.65997 | -37.8134 | -72.7536 | -72 | -45 | -12.991 | -37 | -48 | -48.353 | 37°48 ' 48,353 "S | 72°45 ' 12,991 "
1741 | S/E CHICUREO | SOCIEDAD TRANSMISORA METROPOLITANA II S.A. | COLINA | 346055.85 | 6315373.76 | 19H | 19 | H | S | -69 | -3684626.24 | -0.57901 | 6381985.1691 | -0.024122 | -0.91601 | -0.64174 | -1.037 | -0.9382 | -1.7135 | 0.0050546 | 4.2582e-05 | 1.6741e-07 | -3670677.3127 | -0.0021857 | 1.3736e-06 | -0.024122 | -0.5812 | -0.024124 | -0.028855 | -0.58101 | -0.58102 | -33.2897 | -70.6533 | -70 | -39 | -11.801 | -33 | -17 | -23.021 | 33°17 ' 23,021 "S | 70°39 ' 11,801 "
1742 | S/E CENTRAL JAVIERA | JAVIERA SPA | CHAÑARAL | 379229.17 | 7090100.12 | 19J | 19 | J | S | -69 | -2909899.88 | -0.45727 | 6379749.5052 | -0.01893 | -0.79228 | -0.63785 | -0.85341 | -0.79952 | -1.5037 | 0.0050546 | 4.2582e-05 | 1.6741e-07 | -2897786.2176 | -0.0018988 | 9.7219e-07 | -0.01893 | -0.45917 | -0.018931 | -0.021116 | -0.45908 | -0.45909 | -26.3039 | -70.2098 | -70 | -12 | -35.444 | -26 | -18 | -13.886 | 26°18 ' 13,886 "S | 70°12 ' 35,444 "
1743 | S/E CENTRAL LOS GUINDOS | LOS GUINDOS GENERACIÓN SPA | CABRERO | 740558.6 | 5890425.2 | 18H | 18 | H | S | -75 | -4109574.8 | -0.64579 | 6383329.2352 | 0.037685 | -0.96127 | -0.6131 | -1.1264 | -0.99809 | -1.7938 | 0.0050546 | 4.2582e-05 | 1.6741e-07 | -4094980.3605 | -0.0022863 | 3.0523e-06 | 0.037685 | -0.64808 | 0.037694 | 0.047245 | -0.64754 | -0.64755 | -37.1016 | -72.293 | -72 | -17 | -34.933 | -37 | -6 | -5.829 | 37°6 ' 5,829 "S | 72°17 ' 34,933 " | no existian coordenadas | no existian coordenadas
1744 | S/E CENTRAL LUZ DEL NORTE | PARQUE SOLAR FOTOVOLTAICO LUZ DEL NORTE SPA | COPIAPÓ | 411415.28 | 7011244.38 | 19J | 19 | J | S | -69 | -2988755.62 | -0.46966 | 6379961.419 | -0.013885 | -0.80716 | -0.64183 | -0.87324 | -0.81539 | -1.5291 | 0.0050546 | 4.2582e-05 | 1.6741e-07 | -2976418.7211 | -0.0019337 | 5.1658e-07 | -0.013885 | -0.47159 | -0.013885 | -0.015585 | -0.47155 | -0.47156 | -27.0181 | -69.893 | -69 | -53 | -34.714 | -27 | -1 | -5.226 | 27°1 ' 5,226 "S | 69°53 ' 34,714 "
1745 | S/E MOVIL N°2 | CODELCO CHILE - DIVISIÓN ANDINA |  |  |  | 19 | 1 |  | S | -177 | #VALUE! | #VALUE! | #VALUE! | #VALUE! | #VALUE! | #VALUE! | #VALUE! | #VALUE! | #VALUE! | 0.0050546 | 4.2582e-05 | 1.6741e-07 | #VALUE! | #VALUE! | #VALUE! | #VALUE! | #VALUE! | #VALUE! | #VALUE! | #VALUE! | #VALUE! | #VALUE! | #VALUE! | #VALUE! | #VALUE! | #VALUE! | #VALUE! | #VALUE! | #VALUE! | #VALUE! | #VALUE!
1746 | S/E SECCIONADORA LO AGUIRRE | TRANSELEC S.A. | PUDAHUEL | 323591.93 | 6298233.82 | 19H | 19 | H | S | -69 | -3701766.18 | -0.5817 | 6382038.0412 | -0.027641 | -0.91816 | -0.64097 | -1.0408 | -0.94083 | -1.7172 | 0.0050546 | 4.2582e-05 | 1.6741e-07 | -3687786.0676 | -0.0021905 | 1.7974e-06 | -0.027641 | -0.5839 | -0.027645 | -0.033122 | -0.58364 | -0.58365 | -33.4408 | -70.8978 | -70 | -53 | -51.985 | -33 | -26 | -26.882 | 33°26 ' 26,882 "S | 70°53 ' 51,985 "
1747 | S/E CENTRAL LLAUQUEREO | HIDROELÉCTRICA LLEUQUEREO S.A. | SANTA BÁRBARA | 277077.0468 | 5839266.0618 | 19H | 19 | H | S | -69 | -4160733.9382 | -0.65383 | 6383495.1338 | -0.034922 | -0.96558 | -0.60837 | -1.1366 | -1.0046 | -1.802 | 0.0050546 | 4.2582e-05 | 1.6741e-07 | -4146080.0442 | -0.0022956 | 2.5892e-06 | -0.034922 | -0.65612 | -0.034929 | -0.044053 | -0.65565 | -0.65566 | -37.5667 | -71.5241 | -71 | -31 | -26.655 | -37 | -34 | -0.052 | 37°34 ' 0,052 "S | 71°31 ' 26,655 "
1748 | S/E CENTRAL CAREN BAJO | EMPRESA ELÉCTRICA CARÉN S.A. | MELIPEUCO | 281317.32 | 5693164.88 | 19H | 19 | H | S | -69 | -4306835.12 | -0.67679 | 6383972.8003 | -0.034255 | -0.9765 | -0.59348 | -1.165 | -1.0221 | -1.8238 | 0.0050546 | 4.2582e-05 | 1.6741e-07 | -4292033.478 | -0.0023186 | 2.4031e-06 | -0.034255 | -0.67911 | -0.034262 | -0.044002 | -0.67863 | -0.67864 | -38.8832 | -71.5211 | -71 | -31 | -16.068 | -38 | -52 | -59.474 | 38°52 ' 59,474 "S | 71°31 ' 16,068 "
1749 | S/E MELIPEUCO | TRANSMISORA MELIPEUCO S.A | MELIPEUCO | 268549.94 | 5696777.12 | 19H | 19 | H | S | -69 | -4303222.88 | -0.67622 | 6383960.9263 | -0.036255 | -0.97625 | -0.59387 | -1.1643 | -1.0217 | -1.8233 | 0.0050546 | 4.2582e-05 | 1.6741e-07 | -4288424.4952 | -0.0023181 | 2.6944e-06 | -0.036255 | -0.67854 | -0.036263 | -0.046547 | -0.67801 | -0.67802 | -38.8474 | -71.667 | -71 | -40 | -1.06 | -38 | -50 | -50.644 | 38°50 ' 50,644 "S | 71°40 ' 1,06 "
1750 | S/E TAP OFF RIO TOLTEN | TRANSMISORA MELIPEUCO S.A | PITRUFQUÉN | 703935.09 | 5683109.02 | 18H | 18 | H | S | -75 | -4316890.98 | -0.67837 | 6384005.8717 | 0.031945 | -0.97718 | -0.59238 | -1.167 | -1.0233 | -1.8252 | 0.0050546 | 4.2582e-05 | 1.6741e-07 | -4302080.3765 | -0.00232 | 2.0846e-06 | 0.031945 | -0.68069 | 0.03195 | 0.041089 | -0.68027 | -0.68028 | -38.9773 | -72.6458 | -72 | -38 | -44.735 | -38 | -58 | -38.19 | 38°58 ' 38,19 "S | 72°38 ' 44,735 " | -38.9776 | -72.6459 | si | RioTolten220
1751 | S/E NUEVA NIVEL 17 | CODELCO CHILE - DIVISIÓN ANDINA | LOS ANDES |  |  | 19 | 1 |  | S | -177 | #VALUE! | #VALUE! | #VALUE! | #VALUE! | #VALUE! | #VALUE! | #VALUE! | #VALUE! | #VALUE! | 0.0050546 | 4.2582e-05 | 1.6741e-07 | #VALUE! | #VALUE! | #VALUE! | #VALUE! | #VALUE! | #VALUE! | #VALUE! | #VALUE! | #VALUE! | #VALUE! | #VALUE! | #VALUE! | #VALUE! | #VALUE! | #VALUE! | #VALUE! | #VALUE! | #VALUE! | #VALUE!
1752 | S/E NUEVA NIVEL 11 | CODELCO CHILE - DIVISIÓN ANDINA | LOS ANDES |  |  | 19 | 1 |  | S | -177 | #VALUE! | #VALUE! | #VALUE! | #VALUE! | #VALUE! | #VALUE! | #VALUE! | #VALUE! | #VALUE! | 0.0050546 | 4.2582e-05 | 1.6741e-07 | #VALUE! | #VALUE! | #VALUE! | #VALUE! | #VALUE! | #VALUE! | #VALUE! | #VALUE! | #VALUE! | #VALUE! | #VALUE! | #VALUE! | #VALUE! | #VALUE! | #VALUE! | #VALUE! | #VALUE! | #VALUE! | #VALUE!
1753 | S/E CENTRAL EL PASO | HIDROELÉCTRICA EL PASO SPA | SAN FERNANDO | 370341.73 | 6129965.25 | 19H | 19 | H | S | -69 | -3870034.75 | -0.60815 | 6382563.4687 | -0.020314 | -0.93782 | -0.63168 | -1.0771 | -0.96571 | -1.7513 | 0.0050546 | 4.2582e-05 | 1.6741e-07 | -3855771.2403 | -0.0022348 | 9.3667e-07 | -0.020314 | -0.61038 | -0.020316 | -0.024788 | -0.61024 | -0.61025 | -34.9646 | -70.4202 | -70 | -25 | -12.808 | -34 | -57 | -52.443 | 34°57 ' 52,443 "S | 70°25 ' 12,808 "
1754 | S/E TAP OFF SANTA CLARA | ELÉCTRICA PUNTILLA S.A. | PEMUCO | 742232 | 5902100 | 18H | 18 | H | S | -75 | -4097900 | -0.64395 | 6383291.4834 | 0.037948 | -0.96025 | -0.61414 | -1.1241 | -0.9966 | -1.7919 | 0.0050546 | 4.2582e-05 | 1.6741e-07 | -4083319.6861 | -0.0022841 | 3.1035e-06 | 0.037948 | -0.64624 | 0.037957 | 0.047508 | -0.6457 | -0.6457 | -36.9961 | -72.278 | -72 | -16 | -40.747 | -36 | -59 | -45.839 | 36°59 ' 45,839 "S | 72°16 ' 40,747 "
1755 | S/E CENTRAL ITATA | ELÉCTRICA PUNTILLA S.A. | YUNGAY | 750759.41 | 5896019.94 | 18H | 18 | H | S | -75 | -4103980.06 | -0.64491 | 6383311.1389 | 0.039284 | -0.96078 | -0.6136 | -1.1253 | -0.99738 | -1.7929 | 0.0050546 | 4.2582e-05 | 1.6741e-07 | -4089392.3639 | -0.0022853 | 3.3211e-06 | 0.039284 | -0.64719 | 0.039294 | 0.049214 | -0.64661 | -0.64662 | -37.0486 | -72.1802 | -72 | -10 | -48.866 | -37 | -2 | -54.862 | 37°2 ' 54,862 "S | 72°10 ' 48,866 "
1756 | S/E PICHIL | SISTEMA DE TRANSMISIÓN DEL SUR S.A. | OSORNO | 668501.09 | 5492018.6 | 18G | 18 | G | S | -75 | -4507981.4 | -0.7084 | 6384638.3644 | 0.026392 | -0.98816 | -0.56987 | -1.2025 | -1.0443 | -1.8501 | 0.0050546 | 4.2582e-05 | 1.6741e-07 | -4493030.3075 | -0.0023417 | 1.3536e-06 | 0.026392 | -0.71074 | 0.026395 | 0.034813 | -0.71044 | -0.71045 | -40.7055 | -73.0054 | -73 | 0 | -19.327 | -40 | -42 | -19.883 | 40°42 ' 19,883 "S | 73°0 ' 19,327 "
1757 | S/E PEÑABLANCA | CHILQUINTA TRANSMISIÓN S.A. | VILLA ALEMANA | 282618.28 | 6341028.04 | 19H | 19 | H | S | -69 | -3658971.96 | -0.57498 | 6381906.2682 | -0.034062 | -0.91275 | -0.64281 | -1.0314 | -0.93422 | -1.7079 | 0.0050546 | 4.2582e-05 | 1.6741e-07 | -3645070.5025 | -0.0021783 | 2.7534e-06 | -0.034062 | -0.57716 | -0.034069 | -0.040632 | -0.57678 | -0.57679 | -33.0476 | -71.328 | -71 | -19 | -40.879 | -33 | -2 | -51.325 | 33°2 ' 51,325 "S | 71°19 ' 40,879 "
1758 | S/E CACHIYUYAL | ENEL GREEN POWER CHILE S.A. | TALTAL | 368063 | 7174096.0117 | 19J | 19 | J | S | -69 | -2825903.9883 | -0.44407 | 6379528.2104 | -0.020681 | -0.7759 | -0.63269 | -0.83202 | -0.78219 | -1.4756 | 0.0050546 | 4.2582e-05 | 1.6741e-07 | -2814036.647 | -0.0018602 | 1.1753e-06 | -0.020681 | -0.44593 | -0.020683 | -0.022921 | -0.44583 | -0.44584 | -25.5446 | -70.3133 | -70 | -18 | -47.704 | -25 | -32 | -40.533 | 25°32 ' 40,533 "S | 70°18 ' 47,704 "
1759 | S/E CENTRAL PAMPA NORTE | ENEL GREEN POWER CHILE S.A. | TALTAL | 379877.2 | 7174679.99 | 19J | 19 | J | S | -69 | -2825320.01 | -0.44398 | 6379526.6882 | -0.018829 | -0.77578 | -0.63265 | -0.83187 | -0.78206 | -1.4754 | 0.0050546 | 4.2582e-05 | 1.6741e-07 | -2813454.4116 | -0.0018599 | 9.7431e-07 | -0.018829 | -0.44584 | -0.018831 | -0.020868 | -0.44575 | -0.44576 | -25.5403 | -70.1956 | -70 | -11 | -44.253 | -25 | -32 | -25.178 | 25°32 ' 25,178 "S | 70°11 ' 44,253 "
1761 | S/E COPIHUES | SISTEMA DE TRANSMISIÓN DEL SUR S.A. | PUYEHUE | 720260.51 | 5478867.12 | 18G | 18 | G | S | -75 | -4521132.88 | -0.71046 | 6384682.1457 | 0.034498 | -0.98879 | -0.56821 | -1.2049 | -1.0457 | -1.8517 | 0.0050546 | 4.2582e-05 | 1.6741e-07 | -4506174.2105 | -0.0023429 | 2.3046e-06 | 0.034498 | -0.7128 | 0.034505 | 0.045578 | -0.71229 | -0.7123 | -40.8117 | -72.3886 | -72 | -23 | -18.85 | -40 | -48 | -42.014 | 40°48 ' 42,014 "S | 72°23 ' 18,85 "
1762 | S/E MINERA DAYTON | CGE TRANSMISIÓN S.A. |  | 298537 | 6653491 | 19J | 19 | J | S | -69 | -3346509 | -0.52588 | 6380969.8241 | -0.031572 | -0.8683 | -0.64951 | -0.96003 | -0.8824 | -1.6326 | 0.0050546 | 4.2582e-05 | 1.6741e-07 | -3333260.7068 | -0.0020762 | 2.5126e-06 | -0.031572 | -0.52795 | -0.031578 | -0.036539 | -0.52766 | -0.52767 | -30.2335 | -71.0935 | -71 | -5 | -36.667 | -30 | -14 | -0.461 | 30°14 ' 0,461 "S | 71°5 ' 36,667 "
1763 | S/E SEWELL | CODELCO CHILE - DIVISIÓN EL TENIENTE | MACHALÍ | 372367.2 | 6227368.83 | 19H | 19 | H | S | -69 | -3772631.17 | -0.59284 | 6382257.9438 | -0.019998 | -0.92676 | -0.63745 | -1.0562 | -0.95153 | -1.732 | 0.0050546 | 4.2582e-05 | 1.6741e-07 | -3758526.6526 | -0.00221 | 9.2695e-07 | -0.019998 | -0.59505 | -0.019999 | -0.024146 | -0.59492 | -0.59492 | -34.0867 | -70.3834 | -70 | -23 | -0.399 | -34 | -5 | -12.066 | 34°5 ' 12,066 "S | 70°23 ' 0,399 "
1764 | S/E GALLEGUILLOS | CGE TRANSMISIÓN S.A. | COPIAPÓ | 363392.39 | 6983984.29 | 19J | 19 | J | S | -69 | -3016015.71 | -0.47394 | 6380035.5901 | -0.021412 | -0.81219 | -0.64301 | -0.88004 | -0.82078 | -1.5377 | 0.0050546 | 4.2582e-05 | 1.6741e-07 | -3003603.4714 | -0.0019455 | 1.2231e-06 | -0.021412 | -0.47589 | -0.021413 | -0.024085 | -0.47577 | -0.47578 | -27.2603 | -70.38 | -70 | -22 | -47.983 | -27 | -15 | -36.941 | 27°15 ' 36,941 "S | 70°22 ' 47,983 "
1765 | S/E COPAYAPU | CGE TRANSMISIÓN S.A. | COPIAPÓ | 363531.58 | 6959179.86 | 19J | 19 | J | S | -69 | -3040820.14 | -0.47784 | 6380103.4798 | -0.02139 | -0.81671 | -0.644 | -0.8862 | -0.82565 | -1.5453 | 0.0050546 | 4.2582e-05 | 1.6741e-07 | -3028340.1747 | -0.0019561 | 1.2157e-06 | -0.02139 | -0.4798 | -0.021391 | -0.024109 | -0.47968 | -0.47969 | -27.4841 | -70.3814 | -70 | -22 | -52.921 | -27 | -29 | -2.93 | 27°29 ' 2,93 "S | 70°22 ' 52,921 "
1766 | S/E CENTRAL ANDES GENERACION | ANDES GENERACIÓN SPA | DIEGO DE ALMAGRO | 395899.23 | 7078952.61 | 19J | 19 | J | S | -69 | -2921047.39 | -0.45902 | 6379779.2211 | -0.016317 | -0.79441 | -0.63846 | -0.85623 | -0.80179 | -1.5074 | 0.0050546 | 4.2582e-05 | 1.6741e-07 | -2908901.6951 | -0.0019038 | 7.2108e-07 | -0.016317 | -0.46092 | -0.016318 | -0.018217 | -0.46086 | -0.46087 | -26.4058 | -70.0438 | -70 | -2 | -37.597 | -26 | -24 | -20.906 | 26°24 ' 20,906 "S | 70°2 ' 37,597 "
1767 | S/E PASTORA | ENEL GREEN POWER CHILE S.A. | COPIAPÓ | 413071.76 | 7013154.34 | 19J | 19 | J | S | -69 | -2986845.66 | -0.46936 | 6379956.2397 | -0.013625 | -0.8068 | -0.64174 | -0.87276 | -0.81501 | -1.5285 | 0.0050546 | 4.2582e-05 | 1.6741e-07 | -2974514.0752 | -0.0019329 | 4.9759e-07 | -0.013625 | -0.47129 | -0.013626 | -0.015292 | -0.47125 | -0.47126 | -27.001 | -69.8761 | -69 | -52 | -34.126 | -27 | 0 | -3.532 | 27°0 ' 3,532 "S | 69°52 ' 34,126 "
1768 | S/E NUEVA PELLETS | COMPAÑÍA MINERA DEL PACÍFICO S.A. | HUASCO | 280124 | 6847628 | 19J | 19 | J | S | -69 | -3152372 | -0.49537 | 6380413.4002 | -0.034461 | -0.83643 | -0.64743 | -0.91359 | -0.84705 | -1.5788 | 0.0050546 | 4.2582e-05 | 1.6741e-07 | -3139597.3018 | -0.0020022 | 3.0975e-06 | -0.034461 | -0.49737 | -0.034468 | -0.0392 | -0.49705 | -0.49706 | -28.4795 | -71.246 | -71 | -14 | -45.521 | -28 | -28 | -46.052 | 28°28 ' 46,052 "S | 71°14 ' 45,521 "
1769 | S/E CENTRAL RENAICO (ESPINOS S.A.) | ESPINOS S.A. | MULCHÉN | 727500 | 5811693 | 18H | 18 | H | S | -75 | -4188307 | -0.65816 | 6383584.8544 | 0.035638 | -0.9678 | -0.60571 | -1.1421 | -1.008 | -1.8063 | 0.0050546 | 4.2582e-05 | 1.6741e-07 | -4173622.717 | -0.0023003 | 2.6786e-06 | 0.035638 | -0.66046 | 0.035646 | 0.045107 | -0.65997 | -0.65998 | -37.8138 | -72.4155 | -72 | -24 | -55.962 | -37 | -48 | -49.809 | 37°48 ' 49,809 "S | 72°24 ' 55,962 "
1770 | S/E CENTRAL ALTO RENAICO | ESPINOS S.A. | MULCHÉN | 728594 | 5813182 | 18H | 18 | H | S | -75 | -4186818 | -0.65793 | 6383580.004 | 0.03581 | -0.96768 | -0.60586 | -1.1418 | -1.0078 | -1.8061 | 0.0050546 | 4.2582e-05 | 1.6741e-07 | -4172135.3284 | -0.0023001 | 2.7054e-06 | 0.03581 | -0.66023 | 0.035817 | 0.045316 | -0.65973 | -0.65974 | -37.8002 | -72.4036 | -72 | -24 | -12.954 | -37 | -48 | -0.56 | 37°48 ' 0,56 "S | 72°24 ' 12,954 "
1771 | S/E NAHUELBUTA | SISTEMA DE TRANSMISIÓN DEL SUR S.A. | RENAICO | 712489.05 | 5825133.1 | 18H | 18 | H | S | -75 | -4174866.9 | -0.65605 | 6383541.0952 | 0.033287 | -0.96672 | -0.60702 | -1.1394 | -1.0063 | -1.8042 | 0.0050546 | 4.2582e-05 | 1.6741e-07 | -4160197.2846 | -0.002298 | 2.3445e-06 | 0.033287 | -0.65835 | 0.033293 | 0.042065 | -0.65792 | -0.65793 | -37.6964 | -72.5899 | -72 | -35 | -23.499 | -37 | -41 | -47.117 | 37°41 ' 47,117 "S | 72°35 ' 23,499 "
1772 | S/E DALCAHUE | SISTEMA DE TRANSMISIÓN DEL SUR S.A. | DALCAHUE | 605557.33 | 5309505.9 | 18G | 18 | G | S | -75 | -4690494.1 | -0.73708 | 6385248.2086 | 0.016531 | -0.99533 | -0.54569 | -1.2347 | -1.0625 | -1.8705 | 0.0050546 | 4.2582e-05 | 1.6741e-07 | -4675462.0831 | -0.0023542 | 5.0489e-07 | 0.016531 | -0.73943 | 0.016532 | 0.022372 | -0.73931 | -0.73931 | -42.3596 | -73.7182 | -73 | -43 | -5.495 | -42 | -21 | -34.399 | 42°21 ' 34,399 "S | 73°43 ' 5,495 "
1773 | TAP OFF BUREO | ENEL GREEN POWER CHILE S.A. | MULCHÉN | 740396.72 | 5821199.2 | 18H | 18 | H | S | -75 | -4178800.8 | -0.65667 | 6383553.8983 | 0.037659 | -0.96704 | -0.60664 | -1.1402 | -1.0068 | -1.8048 | 0.0050546 | 4.2582e-05 | 1.6741e-07 | -4164126.8628 | -0.0022987 | 2.9979e-06 | 0.037659 | -0.65897 | 0.037668 | 0.047607 | -0.65842 | -0.65842 | -37.7249 | -72.2723 | -72 | -16 | -20.394 | -37 | -43 | -29.809 | 37°43 ' 29,809 "S | 72°16 ' 20,394 "
1774 | S/E PARQUE EOLICO RENAICO | ENEL GREEN POWER CHILE S.A. | RENAICO | 713507.36 | 5821835.18 | 18H | 18 | H | S | -75 | -4178164.82 | -0.65657 | 6383551.8282 | 0.033446 | -0.96699 | -0.6067 | -1.1401 | -1.0067 | -1.8048 | 0.0050546 | 4.2582e-05 | 1.6741e-07 | -4163491.5799 | -0.0022986 | 2.3651e-06 | 0.033446 | -0.65887 | 0.033453 | 0.042283 | -0.65843 | -0.65844 | -37.7259 | -72.5774 | -72 | -34 | -38.471 | -37 | -43 | -33.18 | 37°43 ' 33,18 "S | 72°34 ' 38,471 "
1775 | S/E CENTRAL PARQUE EOLICO LOS BUENOS AIRES | ENEL GREEN POWER CHILE S.A. | LOS ÁNGELES | 719777.86 | 5841094.35 | 18H | 18 | H | S | -75 | -4158905.65 | -0.65354 | 6383489.1922 | 0.034429 | -0.96543 | -0.60854 | -1.1363 | -1.0043 | -1.8017 | 0.0050546 | 4.2582e-05 | 1.6741e-07 | -4144253.8121 | -0.0022953 | 2.5178e-06 | 0.034429 | -0.65584 | 0.034436 | 0.043423 | -0.65538 | -0.65539 | -37.551 | -72.5121 | -72 | -30 | -43.404 | -37 | -33 | -3.503 | 37°33 ' 3,503 "S | 72°30 ' 43,404 "
1776 | S/E CENTRAL LA SILLA | ENEL GREEN POWER CHILE S.A. | LA HIGUERA | 331357 | 6756355 | 19J | 19 | J | S | -69 | -3243645 | -0.50971 | 6380672.3906 | -0.02643 | -0.85181 | -0.64902 | -0.93562 | -0.86397 | -1.6048 | 0.0050546 | 4.2582e-05 | 1.6741e-07 | -3230641.3337 | -0.002038 | 1.7936e-06 | -0.02643 | -0.51175 | -0.026433 | -0.030308 | -0.51156 | -0.51157 | -29.3106 | -70.7365 | -70 | -44 | -11.493 | -29 | -18 | -38.012 | 29°18 ' 38,012 "S | 70°44 ' 11,493 "
1777 | S/E CENTRAL FLORIDA 2 (SCM) | ASOC. DE CANAL. SOCIEDAD DEL CANAL DE MAIPO | LA FLORIDA | 356542.46 | 6286941.43 | 19H | 19 | H | S | -69 | -3713058.57 | -0.58348 | 6382072.9433 | -0.022478 | -0.91956 | -0.64045 | -1.0433 | -0.94256 | -1.7196 | 0.0050546 | 4.2582e-05 | 1.6741e-07 | -3699058.1443 | -0.0021937 | 1.1858e-06 | -0.022478 | -0.58567 | -0.02248 | -0.026969 | -0.58551 | -0.58551 | -33.5475 | -70.5452 | -70 | -32 | -42.826 | -33 | -32 | -51.125 | 33°32 ' 51,125 "S | 70°32 ' 42,826 "
1778 | S/E CENTRAL FLORIDA 3 (SCM) | ASOC. DE CANAL. SOCIEDAD DEL CANAL DE MAIPO | LA FLORIDA | 356559.2808 | 6286961.957 | 19H | 19 | H | S | -69 | -3713038.043 | -0.58348 | 6382072.8798 | -0.022476 | -0.91956 | -0.64045 | -1.0433 | -0.94255 | -1.7196 | 0.0050546 | 4.2582e-05 | 1.6741e-07 | -3699037.6541 | -0.0021937 | 1.1856e-06 | -0.022476 | -0.58567 | -0.022477 | -0.026966 | -0.5855 | -0.58551 | -33.5474 | -70.545 | -70 | -32 | -42.162 | -33 | -32 | -50.467 | 33°32 ' 50,467 "S | 70°32 ' 42,162 "
1779 | S/E CENTRAL QUILAPILUN | CHUNGUNGO S.A. | COLINA | 346021.82 | 6336105.03 | 19H | 19 | H | S | -69 | -3663894.97 | -0.57575 | 6381921.387 | -0.024127 | -0.91338 | -0.64261 | -1.0324 | -0.93499 | -1.709 | 0.0050546 | 4.2582e-05 | 1.6741e-07 | -3649984.3295 | -0.0021797 | 1.3801e-06 | -0.024127 | -0.57793 | -0.02413 | -0.0288 | -0.57774 | -0.57775 | -33.1028 | -70.6501 | -70 | -39 | -0.478 | -33 | -6 | -10.092 | 33°6 ' 10,092 "S | 70°39 ' 0,478 "
1780 | S/E CENTRAL EL RINCON | ASOC. DE CANAL. SOCIEDAD DEL CANAL DE MAIPO | LA FLORIDA | 356765.98 | 6286902.76 | 19H | 19 | H | S | -69 | -3713097.24 | -0.58349 | 6382073.0629 | -0.022443 | -0.91956 | -0.64045 | -1.0433 | -0.94256 | -1.7196 | 0.0050546 | 4.2582e-05 | 1.6741e-07 | -3699096.7451 | -0.0021937 | 1.1821e-06 | -0.022443 | -0.58568 | -0.022445 | -0.026927 | -0.58551 | -0.58552 | -33.5479 | -70.5428 | -70 | -32 | -34.184 | -33 | -32 | -52.489 | 33°32 ' 52,489 "S | 70°32 ' 34,184 "
1781 | S/E CENTRAL PARQUE SOLAR LOS LOROS | SOLAR LOS LOROS SPA | TIERRA AMARILLA | 384913.6 | 6918438.15 | 19J | 19 | J | S | -69 | -3081561.85 | -0.48424 | 6380215.8066 | -0.018038 | -0.82403 | -0.64544 | -0.89626 | -0.83355 | -1.5578 | 0.0050546 | 4.2582e-05 | 1.6741e-07 | -3068972.363 | -0.0019732 | 8.5879e-07 | -0.018038 | -0.48622 | -0.018039 | -0.020401 | -0.48613 | -0.48614 | -27.8539 | -70.1689 | -70 | -10 | -7.966 | -27 | -51 | -13.879 | 27°51 ' 13,879 "S | 70°10 ' 7,966 "
1782 | S/E PULELFU | EMPRESA ELÉCTRICA CAPULLO S.A. | PUYEHUE | 720294.36 | 5478849.1 | 18G | 18 | G | S | -75 | -4521150.9 | -0.71046 | 6384682.2057 | 0.034504 | -0.98879 | -0.56821 | -1.2049 | -1.0457 | -1.8517 | 0.0050546 | 4.2582e-05 | 1.6741e-07 | -4506192.2203 | -0.0023429 | 2.3053e-06 | 0.034504 | -0.71281 | 0.03451 | 0.045585 | -0.71229 | -0.7123 | -40.8118 | -72.3882 | -72 | -23 | -17.384 | -40 | -48 | -42.565 | 40°48 ' 42,565 "S | 72°23 ' 17,384 "
1783 | S/E CONEJO | CONEJO SOLAR SPA | TALTAL | 382590.25 | 7177828.11 | 19J | 19 | J | S | -69 | -2822171.89 | -0.44348 | 6379518.4863 | -0.018404 | -0.77516 | -0.63244 | -0.83106 | -0.78141 | -1.4743 | 0.0050546 | 4.2582e-05 | 1.6741e-07 | -2810315.6946 | -0.0018585 | 9.3123e-07 | -0.018404 | -0.44534 | -0.018405 | -0.020392 | -0.44526 | -0.44527 | -25.5121 | -70.1684 | -70 | -10 | -6.064 | -25 | -30 | -43.64 | 25°30 ' 43,64 "S | 70°10 ' 6,064 "
1784 | S/E SECCIONADORA FRANCISCO | CONEJO SOLAR SPA | TALTAL | 367988.53 | 7174207.95 | 19J | 19 | J | S | -69 | -2825792.05 | -0.44405 | 6379527.9186 | -0.020693 | -0.77588 | -0.63268 | -0.83199 | -0.78216 | -1.4756 | 0.0050546 | 4.2582e-05 | 1.6741e-07 | -2813925.0427 | -0.0018602 | 1.1766e-06 | -0.020693 | -0.44591 | -0.020694 | -0.022933 | -0.44581 | -0.44582 | -25.5436 | -70.314 | -70 | -18 | -50.332 | -25 | -32 | -36.871 | 25°32 ' 36,871 "S | 70°18 ' 50,332 "
1785 | S/E CENTRAL UCUQUER DOS | ENERGÍAS UCUQUER DOS S.A. | LITUECHE | 258144.17 | 6229496.27 | 19H | 19 | H | S | -69 | -3770503.73 | -0.59251 | 6382251.3122 | -0.037895 | -0.9265 | -0.63757 | -1.0558 | -0.95121 | -1.7316 | 0.0050546 | 4.2582e-05 | 1.6741e-07 | -3756402.8407 | -0.0022094 | 3.33e-06 | -0.037895 | -0.59472 | -0.037904 | -0.045729 | -0.59423 | -0.59424 | -34.0474 | -71.6201 | -71 | -37 | -12.279 | -34 | -2 | -50.47 | 34°2 ' 50,47 "S | 71°37 ' 12,279 "
1786 | TAP OFF LALACKAMA | ENEL GREEN POWER CHILE S.A. | TALTAL | 365792.25 | 7223383.09 | 19J | 19 | J | S | -69 | -2776616.91 | -0.43632 | 6379400.5477 | -0.021038 | -0.76603 | -0.62922 | -0.81934 | -0.77181 | -1.4586 | 0.0050546 | 4.2582e-05 | 1.6741e-07 | -2764898.131 | -0.001837 | 1.225e-06 | -0.021038 | -0.43816 | -0.021039 | -0.02323 | -0.43806 | -0.43807 | -25.0994 | -70.331 | -70 | -19 | -51.508 | -25 | -5 | -57.884 | 25°5 ' 57,884 "S | 70°19 ' 51,508 "
1788 | S/E CENTRAL PARQUE EOLICO LA ESPERANZA | EÓLICA LA ESPERANZA S.A. | NEGRETE | 717442.84 | 5835452.36 | 18H | 18 | H | S | -75 | -4164547.64 | -0.65443 | 6383507.5308 | 0.034063 | -0.96589 | -0.60801 | -1.1374 | -1.005 | -1.8026 | 0.0050546 | 4.2582e-05 | 1.6741e-07 | -4149889.4737 | -0.0022963 | 2.4612e-06 | 0.034063 | -0.65672 | 0.03407 | 0.042991 | -0.65628 | -0.65628 | -37.6023 | -72.5368 | -72 | -32 | -12.455 | -37 | -36 | -8.403 | 37°36 ' 8,403 "S | 72°32 ' 12,455 "
1789 | S/E CENTRAL CARDONES SOLAR I | CENTRAL CARDONES S.A. | COPIAPÓ | 363119.58 | 6958747.88 | 19J | 19 | J | S | -69 | -3041252.12 | -0.47791 | 6380104.6655 | -0.021454 | -0.81679 | -0.64401 | -0.8863 | -0.82573 | -1.5455 | 0.0050546 | 4.2582e-05 | 1.6741e-07 | -3028770.9822 | -0.0019563 | 1.223e-06 | -0.021454 | -0.47987 | -0.021456 | -0.024183 | -0.47975 | -0.47976 | -27.488 | -70.3856 | -70 | -23 | -8.107 | -27 | -29 | -16.816 | 27°29 ' 16,816 "S | 70°23 ' 8,107 "
1790 | S/E CERRO NAVIA (STM II) | SOCIEDAD TRANSMISORA METROPOLITANA II S.A. | CERRO NAVIA | 339134.87 | 6300607.13 | 19H | 19 | H | S | -69 | -3699392.87 | -0.58133 | 6382030.7127 | -0.025206 | -0.91786 | -0.64108 | -1.0403 | -0.94047 | -1.7167 | 0.0050546 | 4.2582e-05 | 1.6741e-07 | -3685417.0503 | -0.0021899 | 1.4953e-06 | -0.025206 | -0.58352 | -0.025209 | -0.030198 | -0.58331 | -0.58332 | -33.4218 | -70.7302 | -70 | -43 | -48.755 | -33 | -25 | -18.658 | 33°25 ' 18,658 "S | 70°43 ' 48,755 "
1791 | S/E CENTRAL SANTIAGO SOLAR | SANTIAGO SOLAR S.A. | TILTIL | 326497.6 | 6338112.52 | 19H | 19 | H | S | -69 | -3661887.48 | -0.57544 | 6381915.2207 | -0.027187 | -0.91312 | -0.64269 | -1.032 | -0.93467 | -1.7086 | 0.0050546 | 4.2582e-05 | 1.6741e-07 | -3647980.5799 | -0.0021791 | 1.753e-06 | -0.027187 | -0.57762 | -0.02719 | -0.032444 | -0.57738 | -0.57739 | -33.0818 | -70.8589 | -70 | -51 | -32.026 | -33 | -4 | -54.335 | 33°4 ' 54,335 "S | 70°51 ' 32,026 "
1792 | S/E CENTRAL PARQUE EOLICO SAN JUAN | SAN JUAN S.A. | FREIRINA | 259771.16 | 6803000.26 | 19J | 19 | J | S | -69 | -3196999.74 | -0.50238 | 6380539.4396 | -0.03765 | -0.84404 | -0.64834 | -0.9244 | -0.85539 | -1.5917 | 0.0050546 | 4.2582e-05 | 1.6741e-07 | -3184111.7032 | -0.0020199 | 3.6692e-06 | -0.03765 | -0.5044 | -0.037659 | -0.04299 | -0.50401 | -0.50402 | -28.8783 | -71.4631 | -71 | -27 | -47.266 | -28 | -52 | -41.963 | 28°52 ' 41,963 "S | 71°27 ' 47,266 "
1793 | S/E NUEVA CARDONES | INTERCHILE S.A. | COPIAPÓ | 359167.52 | 6955304.88 | 19J | 19 | J | S | -69 | -3044695.12 | -0.47845 | 6380114.1198 | -0.022074 | -0.81741 | -0.64414 | -0.88716 | -0.8264 | -1.5465 | 0.0050546 | 4.2582e-05 | 1.6741e-07 | -3032204.6457 | -0.0019577 | 1.2939e-06 | -0.022074 | -0.48041 | -0.022075 | -0.024888 | -0.48028 | -0.48029 | -27.5187 | -70.426 | -70 | -25 | -33.531 | -27 | -31 | -7.227 | 27°31 ' 7,227 "S | 70°25 ' 33,531 "
1794 | S/E NUEVA MAITENCILLO | INTERCHILE S.A. | HUASCO | 311281.54 | 6841132.62 | 19J | 19 | J | S | -69 | -3158867.38 | -0.49639 | 6380431.6732 | -0.029578 | -0.83755 | -0.64758 | -0.91517 | -0.84827 | -1.5807 | 0.0050546 | 4.2582e-05 | 1.6741e-07 | -3146076.022 | -0.0020048 | 2.2793e-06 | -0.029578 | -0.4984 | -0.029582 | -0.033666 | -0.49816 | -0.49817 | -28.5429 | -70.9289 | -70 | -55 | -44.177 | -28 | -32 | -34.588 | 28°32 ' 34,588 "S | 70°55 ' 44,177 " | -28.5443 | -70.9298 | si | NvaMaitencillo500
1795 | S/E NUEVA PAN DE AZUCAR | INTERCHILE S.A. | COQUIMBO | 286525 | 6665776 | 19J | 19 | J | S | -69 | -3334224 | -0.52395 | 6380934.0018 | -0.033455 | -0.86637 | -0.64952 | -0.95714 | -0.88023 | -1.6294 | 0.0050546 | 4.2582e-05 | 1.6741e-07 | -3321004.166 | -0.0020718 | 2.8275e-06 | -0.033455 | -0.52602 | -0.033461 | -0.038673 | -0.5257 | -0.5257 | -30.1206 | -71.2158 | -71 | -12 | -56.826 | -30 | -7 | -14.257 | 30°7 ' 14,257 "S | 71°12 ' 56,826 " | -30.1206 | -71.2158 | si | NVaPAzucar500
1797 | S/E 10 | CODELCO CHILE - DIVISIÓN CHUQUICAMATA | CALAMA | 510854 | 7532765.0104 | 19K | 19 | K | S | -69 | -2467234.9896 | -0.38771 | 6378638.2042 | 0.0017016 | -0.70001 | -0.59996 | -0.73771 | -0.70327 | -1.3435 | 0.0050546 | 4.2582e-05 | 1.6741e-07 | -2456514.1127 | -0.0016807 | 8.3625e-09 | 0.0017016 | -0.38939 | 0.0017016 | 0.0018393 | -0.38939 | -0.3894 | -22.3108 | -68.8946 | -68 | -53 | -40.616 | -22 | -18 | -38.958 | 22°18 ' 38,958 "S | 68°53 ' 40,616 " | -22.3064 | -68.9187 | si | S-AA100
1798 | S/E 10A | CODELCO CHILE - DIVISIÓN CHUQUICAMATA | CALAMA | 510695 | 7532806.0104 | 19K | 19 | K | S | -69 | -2467193.9896 | -0.3877 | 6378638.1078 | 0.0016767 | -0.7 | -0.59995 | -0.7377 | -0.70326 | -1.3435 | 0.0050546 | 4.2582e-05 | 1.6741e-07 | -2456473.2522 | -0.0016807 | 8.1193e-09 | 0.0016767 | -0.38938 | 0.0016767 | 0.0018124 | -0.38938 | -0.38939 | -22.3105 | -68.8962 | -68 | -53 | -46.175 | -22 | -18 | -37.628 | 22°18 ' 37,628 "S | 68°53 ' 46,175 " | -22.3064 | -68.9187 | si | S-AA100
1799 | S/E 360 | MINERA ESCONDIDA LTDA. | ANTOFAGASTA | 494771 | 7315357.011 | 19J | 19 | J | S | -69 | -2684642.989 | -0.42187 | 6379166.7704 | -0.0008197 | -0.74714 | -0.62187 | -0.79544 | -0.75205 | -1.4259 | 0.0050546 | 4.2582e-05 | 1.6741e-07 | -2673209.2479 | -0.0017924 | 1.8845e-09 | -0.0008197 | -0.42366 | -0.0008197 | -0.0008992 | -0.42366 | -0.42367 | -24.2747 | -69.0515 | -69 | -3 | -5.473 | -24 | -16 | -28.98 | 24°16 ' 28,98 "S | 69°3 ' 5,473 "
1800 | S/E 401 | MINERA ESCONDIDA LTDA. | ANTOFAGASTA | 494479 | 7315873.011 | 19J | 19 | J | S | -69 | -2684126.989 | -0.42179 | 6379165.4755 | -0.00086547 | -0.74703 | -0.62182 | -0.7953 | -0.75193 | -1.4258 | 0.0050546 | 4.2582e-05 | 1.6741e-07 | -2672694.8754 | -0.0017921 | 2.101e-09 | -0.00086547 | -0.42358 | -0.00086547 | -0.00094938 | -0.42358 | -0.42359 | -24.2701 | -69.0544 | -69 | -3 | -15.823 | -24 | -16 | -12.198 | 24°16 ' 12,198 "S | 69°3 ' 15,823 "
1801 | S/E 403 | MINERA ESCONDIDA LTDA. | ANTOFAGASTA | 496466 | 7312777.011 | 19J | 19 | J | S | -69 | -2687222.989 | -0.42228 | 6379173.2478 | -0.00055399 | -0.74767 | -0.62209 | -0.79611 | -0.75261 | -1.4269 | 0.0050546 | 4.2582e-05 | 1.6741e-07 | -2675781.1153 | -0.0017936 | 8.6048e-10 | -0.00055399 | -0.42407 | -0.00055399 | -0.00060783 | -0.42407 | -0.42408 | -24.298 | -69.0348 | -69 | -2 | -5.374 | -24 | -17 | -52.886 | 24°17 ' 52,886 "S | 69°2 ' 5,374 "
1802 | S/E 404 | MINERA ESCONDIDA LTDA. | ANTOFAGASTA | 494986 | 7309296.011 | 19J | 19 | J | S | -69 | -2690703.989 | -0.42282 | 6379181.9947 | -0.00078599 | -0.7484 | -0.62239 | -0.79702 | -0.75337 | -1.4281 | 0.0050546 | 4.2582e-05 | 1.6741e-07 | -2679251.155 | -0.0017953 | 1.7313e-09 | -0.00078599 | -0.42462 | -0.00078599 | -0.0008626 | -0.42462 | -0.42463 | -24.3295 | -69.0494 | -69 | -2 | -57.923 | -24 | -19 | -46.055 | 24°19 ' 46,055 "S | 69°2 ' 57,923 "
1803 | S/E 405 | MINERA ESCONDIDA LTDA. | ANTOFAGASTA | 494118 | 7308039.011 | 19J | 19 | J | S | -69 | -2691960.989 | -0.42302 | 6379185.1554 | -0.00092206 | -0.74866 | -0.62249 | -0.79735 | -0.75364 | -1.4286 | 0.0050546 | 4.2582e-05 | 1.6741e-07 | -2680504.2007 | -0.001796 | 2.3821e-09 | -0.00092206 | -0.42482 | -0.00092206 | -0.001012 | -0.42482 | -0.42483 | -24.3408 | -69.058 | -69 | -3 | -28.743 | -24 | -20 | -26.915 | 24°20 ' 26,915 "S | 69°3 ' 28,743 "
1804 | S/E 415 | MINERA ESCONDIDA LTDA. | ANTOFAGASTA | 491186 | 7307263.011 | 19J | 19 | J | S | -69 | -2692736.989 | -0.42314 | 6379187.1071 | -0.0013817 | -0.74882 | -0.62256 | -0.79756 | -0.75381 | -1.4289 | 0.0050546 | 4.2582e-05 | 1.6741e-07 | -2681277.7605 | -0.0017963 | 5.3483e-09 | -0.0013817 | -0.42494 | -0.0013817 | -0.0015166 | -0.42494 | -0.42495 | -24.3478 | -69.0869 | -69 | -5 | -12.812 | -24 | -20 | -52.097 | 24°20 ' 52,097 "S | 69°5 ' 12,812 "
1805 | S/E 416 | MINERA ESCONDIDA LTDA. | ANTOFAGASTA | 486400 | 7303594.011 | 19J | 19 | J | S | -69 | -2696405.989 | -0.42372 | 6379196.3409 | -0.0021319 | -0.74959 | -0.62287 | -0.79851 | -0.7546 | -1.4302 | 0.0050546 | 4.2582e-05 | 1.6741e-07 | -2684935.2326 | -0.0017982 | 1.2727e-08 | -0.0021319 | -0.42552 | -0.0021319 | -0.0023407 | -0.42552 | -0.42553 | -24.3809 | -69.1341 | -69 | -8 | -2.795 | -24 | -22 | -51.27 | 24°22 ' 51,27 "S | 69°8 ' 2,795 "
1806 | S/E 418 | MINERA ESCONDIDA LTDA. | ANTOFAGASTA | 486116 | 7302550.011 | 19J | 19 | J | S | -69 | -2697449.989 | -0.42388 | 6379198.9701 | -0.0021764 | -0.74981 | -0.62296 | -0.79879 | -0.75483 | -1.4306 | 0.0050546 | 4.2582e-05 | 1.6741e-07 | -2685975.9552 | -0.0017987 | 1.3262e-08 | -0.0021764 | -0.42568 | -0.0021765 | -0.0023897 | -0.42568 | -0.42569 | -24.3903 | -69.1369 | -69 | -8 | -12.913 | -24 | -23 | -25.206 | 24°23 ' 25,206 "S | 69°8 ' 12,913 "
1807 | S/E 640 | MINERA ESCONDIDA LTDA. | ANTOFAGASTA | 494472 | 7316518 | 19J | 19 | J | S | -69 | -2683482 | -0.42169 | 6379163.8571 | -0.00086657 | -0.74689 | -0.62177 | -0.79514 | -0.75179 | -1.4255 | 0.0050546 | 4.2582e-05 | 1.6741e-07 | -2672051.9211 | -0.0017918 | 2.1066e-09 | -0.00086657 | -0.42348 | -0.00086657 | -0.00095054 | -0.42348 | -0.42349 | -24.2642 | -69.0545 | -69 | -3 | -16.062 | -24 | -15 | -51.226 | 24°15 ' 51,226 "S | 69°3 ' 16,062 "
1808 | S/E 940 | MINERA ESCONDIDA LTDA. | ANTOFAGASTA | 497895 | 7312077.011 | 19J | 19 | J | S | -69 | -2687922.989 | -0.42239 | 6379175.0061 | -0.00032998 | -0.74782 | -0.62215 | -0.7963 | -0.75276 | -1.4271 | 0.0050546 | 4.2582e-05 | 1.6741e-07 | -2676478.9101 | -0.001794 | 3.0526e-10 | -0.00032998 | -0.42418 | -0.00032998 | -0.00036207 | -0.42418 | -0.42419 | -24.3043 | -69.0207 | -69 | -1 | -14.682 | -24 | -18 | -15.655 | 24°18 ' 15,655 "S | 69°1 ' 14,682 "
1809 | S/E A | CODELCO CHILE - DIVISIÓN CHUQUICAMATA | CALAMA | 508375 | 7533260.0104 | 19K | 19 | K | S | -69 | -2466739.9896 | -0.38763 | 6378637.0406 | 0.001313 | -0.6999 | -0.5999 | -0.73758 | -0.70316 | -1.3433 | 0.0050546 | 4.2582e-05 | 1.6741e-07 | -2456020.7966 | -0.0016805 | 4.9791e-09 | 0.001313 | -0.38931 | 0.001313 | 0.0014192 | -0.38931 | -0.38932 | -22.3064 | -68.9187 | -68 | -55 | -7.275 | -22 | -18 | -22.909 | 22°18 ' 22,909 "S | 68°55 ' 7,275 "
1810 | S/E ACL | ECOMETALES LIMITED, AGENCIA EN CHILE | CALAMA | 516572 | 7533694.0104 | 19K | 19 | K | S | -69 | -2466305.9896 | -0.38756 | 6378636.0206 | 0.002598 | -0.6998 | -0.59985 | -0.73746 | -0.70306 | -1.3432 | 0.0050546 | 4.2582e-05 | 1.6741e-07 | -2455588.2731 | -0.0016803 | 1.9497e-08 | 0.002598 | -0.38924 | 0.0025981 | 0.0028081 | -0.38924 | -0.38925 | -22.3024 | -68.8391 | -68 | -50 | -20.788 | -22 | -18 | -8.58 | 22°18 ' 8,58 "S | 68°50 ' 20,788 "
1811 | S/E AGUAS BLANCAS | ATACAMA MINERALS CHILE S.C.M. | ANTOFAGASTA | 412119 | 7330503.011 | 19J | 19 | J | S | -69 | -2669496.989 | -0.41949 | 6379128.8391 | -0.013776 | -0.74396 | -0.62055 | -0.79147 | -0.74874 | -1.4204 | 0.0050546 | 4.2582e-05 | 1.6741e-07 | -2658111.1484 | -0.0017849 | 5.3344e-07 | -0.013776 | -0.42128 | -0.013777 | -0.015096 | -0.42123 | -0.42124 | -24.1355 | -69.8649 | -69 | -51 | -53.682 | -24 | -8 | -7.714 | 24°8 ' 7,714 "S | 69°51 ' 53,682 "
1812 | S/E ALTO HOSPICIO | CGE TRANSMISIÓN S.A. | ALTO HOSPICIO | 384634.83 | 7760038.98 | 19K | 19 | K | S | -69 | -2239961.02 | -0.35199 | 6378123.8937 | -0.018088 | -0.64726 | -0.57032 | -0.67562 | -0.6493 | -1.2497 | 0.0050546 | 4.2582e-05 | 1.6741e-07 | -2230040.9568 | -0.0015553 | 9.7141e-07 | -0.018088 | -0.35355 | -0.018089 | -0.019279 | -0.35349 | -0.3535 | -20.2539 | -70.1046 | -70 | -6 | -16.53 | -20 | -15 | -13.966 | 20°15 ' 13,966 "S | 70°6 ' 16,53 "
1813 | S/E ALTO NORTE | COMPLEJO METALÚRGICO ALTONORTE S.A. | ANTOFAGASTA | 365526.2 | 7364443.38 | 19K | 19 | K | S | -69 | -2635556.62 | -0.41416 | 6379044.4311 | -0.021081 | -0.73679 | -0.61748 | -0.78255 | -0.74129 | -1.408 | 0.0050546 | 4.2582e-05 | 1.6741e-07 | -2624279.0927 | -0.0017679 | 1.255e-06 | -0.021081 | -0.41593 | -0.021082 | -0.023043 | -0.41583 | -0.41584 | -23.8257 | -70.3203 | -70 | -19 | -12.951 | -23 | -49 | -32.565 | 23°49 ' 32,565 "S | 70°19 ' 12,951 " | -23.8265 | -70.3201
1814 | S/E ANDES (AES ANDES) | AES ANDES S.A. | ANTOFAGASTA | 542285.6 | 7343792.33 | 19J | 19 | J | S | -69 | -2656207.67 | -0.4174 | 6379095.6915 | 0.0066288 | -0.74117 | -0.61936 | -0.78799 | -0.74583 | -1.4156 | 0.0050546 | 4.2582e-05 | 1.6741e-07 | -2644864.0793 | -0.0017782 | 1.2374e-07 | 0.0066288 | -0.41918 | 0.0066288 | 0.007257 | -0.41917 | -0.41918 | -24.0173 | -68.5842 | -68 | -35 | -3.136 | -24 | -1 | -2.389 | 24°1 ' 2,389 "S | 68°35 ' 3,136 "
1815 | S/E ANDES SOLAR | AES ANDES S.A. | ANTOFAGASTA | 542483 | 7343821.0109 | 19J | 19 | J | S | -69 | -2656178.9891 | -0.4174 | 6379095.6201 | 0.0066597 | -0.74116 | -0.61936 | -0.78798 | -0.74582 | -1.4156 | 0.0050546 | 4.2582e-05 | 1.6741e-07 | -2644835.4898 | -0.0017782 | 1.2489e-07 | 0.0066597 | -0.41918 | 0.0066598 | 0.0072909 | -0.41917 | -0.41918 | -24.0171 | -68.5823 | -68 | -34 | -56.151 | -24 | -1 | -1.437 | 24°1 ' 1,437 "S | 68°34 ' 56,151 "
1816 | S/E ANGAMOS | EMPRESA ELÉCTRICA ANGAMOS SPA | MEJILLONES | 359776.45 | 7448307.72 | 19K | 19 | K | S | -69 | -2551692.28 | -0.40098 | 6378839.4242 | -0.021983 | -0.71872 | -0.60922 | -0.76034 | -0.72256 | -1.3764 | 0.0050546 | 4.2582e-05 | 1.6741e-07 | -2540688.0907 | -0.0017251 | 1.3803e-06 | -0.021983 | -0.4027 | -0.021984 | -0.023891 | -0.4026 | -0.40261 | -23.0679 | -70.3689 | -70 | -22 | -7.954 | -23 | -4 | -4.426 | 23°4 ' 4,426 "S | 70°22 ' 7,954 " | -23.0675 | -70.368 | si | Angamos220
1817 | S/E ANTOFAGASTA | ENGIE ENERGÍA CHILE S.A. | ANTOFAGASTA | 359232 | 7385641.0113 | 19K | 19 | K | S | -69 | -2614358.9887 | -0.41083 | 6378992.1318 | -0.022067 | -0.73227 | -0.61548 | -0.77696 | -0.73659 | -1.4001 | 0.0050546 | 4.2582e-05 | 1.6741e-07 | -2603149.788 | -0.0017572 | 1.3792e-06 | -0.022067 | -0.41258 | -0.022069 | -0.024086 | -0.41248 | -0.41249 | -23.6338 | -70.38 | -70 | -22 | -48.108 | -23 | -38 | -1.525 | 23°38 ' 1,525 "S | 70°22 ' 48,108 " | -23.6338 | -70.38 | si | Antofagasta220
1818 | S/E ANTUCOYA | MINERA ANTUCOYA | MEJILLONES | 413215 | 7498953.0106 | 19K | 19 | K | S | -69 | -2501046.9894 | -0.39302 | 6378718.1217 | -0.013605 | -0.70756 | -0.60378 | -0.7468 | -0.71105 | -1.3568 | 0.0050546 | 4.2582e-05 | 1.6741e-07 | -2490211.7347 | -0.0016987 | 5.3227e-07 | -0.013605 | -0.39472 | -0.013606 | -0.014738 | -0.39468 | -0.39469 | -22.6141 | -69.8444 | -69 | -50 | -39.957 | -22 | -36 | -50.737 | 22°36 ' 50,737 "S | 69°50 ' 39,957 "
1819 | S/E ARICA | ENGIE ENERGÍA CHILE S.A. | ARICA | 363895 | 7955624.0095 | 19K | 19 | K | S | -69 | -2044375.9905 | -0.32126 | 6377714.5423 | -0.021341 | -0.59921 | -0.53947 | -0.62086 | -0.60052 | -1.1628 | 0.0050546 | 4.2582e-05 | 1.6741e-07 | -2035187.3481 | -0.0014407 | 1.3817e-06 | -0.021341 | -0.3227 | -0.021342 | -0.0225 | -0.32262 | -0.32263 | -18.4854 | -70.2892 | -70 | -17 | -20.982 | -18 | -29 | -7.466 | 18°29 ' 7,466 "S | 70°17 ' 20,982 " | -18.4854 | -70.2892 | si | Arica066
1820 | S/E ATACAMA | TRANSELEC S.A. | MEJILLONES | 354874.37 | 7445519.72 | 19K | 19 | K | S | -69 | -2554480.28 | -0.40142 | 6378846.157 | -0.022751 | -0.71933 | -0.60951 | -0.76108 | -0.72319 | -1.3775 | 0.0050546 | 4.2582e-05 | 1.6741e-07 | -2543466.8748 | -0.0017266 | 1.4779e-06 | -0.022751 | -0.40314 | -0.022753 | -0.024731 | -0.40303 | -0.40304 | -23.0927 | -70.417 | -70 | -25 | -1.14 | -23 | -5 | -33.546 | 23°5 ' 33,546 "S | 70°25 ' 1,14 " | -23.0916 | -70.4156 | si | Atacama220_BP1
1821 | S/E BOOSTER | MINERA ESCONDIDA LTDA. | ANTOFAGASTA | 500148 | 7314508.011 | 19J | 19 | J | S | -69 | -2685491.989 | -0.422 | 6379168.9014 | 2.3201e-05 | -0.74731 | -0.62194 | -0.79566 | -0.75223 | -1.4263 | 0.0050546 | 4.2582e-05 | 1.6741e-07 | -2674055.5709 | -0.0017928 | 1.5095e-12 | 2.3201e-05 | -0.4238 | 2.3201e-05 | 2.5452e-05 | -0.4238 | -0.42381 | -24.2824 | -68.9985 | -68 | -59 | -54.75 | -24 | -16 | -56.616 | 24°16 ' 56,616 "S | 68°59 ' 54,75 "
1822 | S/E CT SALAR | CODELCO CHILE - DIVISIÓN CHUQUICAMATA | CALAMA | 516552 | 7533710 | 19K | 19 | K | S | -69 | -2466290 | -0.38756 | 6378635.983 | 0.0025949 | -0.6998 | -0.59985 | -0.73746 | -0.70306 | -1.3432 | 0.0050546 | 4.2582e-05 | 1.6741e-07 | -2455572.338 | -0.0016802 | 1.945e-08 | 0.0025949 | -0.38924 | 0.0025949 | 0.0028047 | -0.38924 | -0.38925 | -22.3022 | -68.8393 | -68 | -50 | -21.488 | -22 | -18 | -8.061 | 22°18 ' 8,061 "S | 68°50 ' 21,488 " | -22.3409 | -68.8758 | no coincide | Salar110/Salar220
1823 | S/E CALAMA | CGE TRANSMISIÓN S.A. | CALAMA | 507913.47 | 7519710.87 | 19K | 19 | K | S | -69 | -2480289.13 | -0.38976 | 6378668.9568 | 0.0012406 | -0.70294 | -0.60145 | -0.74123 | -0.70628 | -1.3487 | 0.0050546 | 4.2582e-05 | 1.6741e-07 | -2469523.9441 | -0.0016877 | 4.4377e-09 | 0.0012406 | -0.39145 | 0.0012406 | 0.0013421 | -0.39145 | -0.39146 | -22.4288 | -68.9231 | -68 | -55 | -23.165 | -22 | -25 | -43.575 | 22°25 ' 43,575 "S | 68°55 ' 23,165 " | -22.429 | -68.9231 | si | Calama220
1824 | S/E CAPRICORNIO | ENGIE ENERGÍA CHILE S.A. | ANTOFAGASTA | 375803.34 | 7405323.05 | 19K | 19 | K | S | -69 | -2594676.95 | -0.40773 | 6378943.8621 | -0.01947 | -0.72805 | -0.61357 | -0.77176 | -0.73221 | -1.3927 | 0.0050546 | 4.2582e-05 | 1.6741e-07 | -2583531.6544 | -0.0017472 | 1.0765e-06 | -0.01947 | -0.40948 | -0.019471 | -0.021223 | -0.4094 | -0.40941 | -23.4574 | -70.216 | -70 | -12 | -57.478 | -23 | -27 | -26.543 | 23°27 ' 26,543 "S | 70°12 ' 57,478 " | -23.4579 | -70.2159 | si | Capricornio110
1825 | S/E CENTRAL ATACAMA | ENEL GENERACIÓN CHILE S.A. | MEJILLONES | 354876.9261 | 7445597.7751 | 19K | 19 | K | S | -69 | -2554402.2249 | -0.40141 | 6378845.9685 | -0.022751 | -0.71931 | -0.6095 | -0.76106 | -0.72317 | -1.3774 | 0.0050546 | 4.2582e-05 | 1.6741e-07 | -2543389.0776 | -0.0017265 | 1.4779e-06 | -0.022751 | -0.40313 | -0.022753 | -0.02473 | -0.40302 | -0.40303 | -23.0919 | -70.417 | -70 | -25 | -1.024 | -23 | -5 | -31.009 | 23°5 ' 31,009 "S | 70°25 ' 1,024 "
1826 | S/E CENTRAL CHAPIQUIÑA | ENGIE ENERGÍA CHILE S.A. | PUTRE | 442027 | 7968535.0092 | 19K | 19 | K | S | -69 | -2031464.9908 | -0.31923 | 6377688.643 | -0.00909 | -0.59596 | -0.53726 | -0.61721 | -0.59722 | -1.1568 | 0.0050546 | 4.2582e-05 | 1.6741e-07 | -2022325.9319 | -0.001433 | 2.5101e-07 | -0.00909 | -0.32066 | -0.0090901 | -0.009578 | -0.32065 | -0.32066 | -18.3723 | -69.5488 | -69 | -32 | -55.613 | -18 | -22 | -20.323 | 18°22 ' 20,323 "S | 69°32 ' 55,613 "
1827 | S/E CENTRAL DIESEL ARICA | ENGIE ENERGÍA CHILE S.A. | ARICA | 362367 | 7957601.0095 | 19K | 19 | K | S | -69 | -2042398.9905 | -0.32095 | 6377710.5673 | -0.02158 | -0.59871 | -0.53913 | -0.6203 | -0.60001 | -1.1618 | 0.0050546 | 4.2582e-05 | 1.6741e-07 | -2033217.9304 | -0.0014396 | 1.4131e-06 | -0.02158 | -0.32239 | -0.021582 | -0.02275 | -0.32231 | -0.32232 | -18.4674 | -70.3035 | -70 | -18 | -12.589 | -18 | -28 | -2.799 | 18°28 ' 2,799 "S | 70°18 ' 12,589 " | -18.4674 | -70.3035 | si | DArica066
1828 | S/E CENTRAL DIESEL ENAEX | ENAEX S.A. | MEJILLONES | 353537.8 | 7445135.35 | 19K | 19 | K | S | -69 | -2554864.65 | -0.40148 | 6378847.0857 | -0.022961 | -0.71941 | -0.60955 | -0.76118 | -0.72328 | -1.3776 | 0.0050546 | 4.2582e-05 | 1.6741e-07 | -2543849.975 | -0.0017268 | 1.5052e-06 | -0.022961 | -0.4032 | -0.022963 | -0.024959 | -0.40309 | -0.4031 | -23.096 | -70.4301 | -70 | -25 | -48.241 | -23 | -5 | -45.618 | 23°5 ' 45,618 "S | 70°25 ' 48,241 "
1831 | S/E CENTRAL DIESEL TAMAYA | ENGIE ENERGÍA CHILE S.A. | TOCOPILLA | 387652.65 | 7548596.3 | 19K | 19 | K | S | -69 | -2451403.7 | -0.38522 | 6378601.0823 | -0.017613 | -0.69645 | -0.59811 | -0.73344 | -0.69961 | -1.3372 | 0.0050546 | 4.2582e-05 | 1.6741e-07 | -2440736.8104 | -0.0016723 | 8.9777e-07 | -0.017613 | -0.38689 | -0.017614 | -0.019018 | -0.38683 | -0.38684 | -22.1642 | -70.0896 | -70 | -5 | -22.664 | -22 | -9 | -51.083 | 22°9 ' 51,083 "S | 70°5 ' 22,664 " | -22.1669 | -70.0884 | si | Tamaya110
1833 | S/E CENTRAL MEJILLONES | ENGIE ENERGÍA CHILE S.A. | MEJILLONES | 354685.86 | 7445243.22 | 19K | 19 | K | S | -69 | -2554756.78 | -0.40146 | 6378846.8251 | -0.022781 | -0.71939 | -0.60954 | -0.76116 | -0.72325 | -1.3776 | 0.0050546 | 4.2582e-05 | 1.6741e-07 | -2543742.4613 | -0.0017267 | 1.4817e-06 | -0.022781 | -0.40319 | -0.022783 | -0.024764 | -0.40308 | -0.40309 | -23.0951 | -70.4188 | -70 | -25 | -7.859 | -23 | -5 | -42.475 | 23°5 ' 42,475 "S | 70°25 ' 7,859 " | -23.0946 | -70.4189 | si | Mejillones110/Mejillones220
1835 | S/E CENTRAL SOLAR LA HUAYCA 2 | SPS LA HUAYCA S.A. | POZO ALMONTE | 444179.46 | 7738103.03 | 19K | 19 | K | S | -69 | -2261896.97 | -0.35544 | 6378171.7577 | -0.0087518 | -0.6525 | -0.57348 | -0.68169 | -0.65464 | -1.2591 | 0.0050546 | 4.2582e-05 | 1.6741e-07 | -2251897.2507 | -0.0015678 | 2.2685e-07 | -0.0087518 | -0.35701 | -0.0087519 | -0.0093406 | -0.35699 | -0.357 | -20.4548 | -69.5352 | -69 | -32 | -6.642 | -20 | -27 | -17.12 | 20°27 ' 17,12 "S | 69°32 ' 6,642 "
1836 | S/E CENTRAL SOLAR PAS2 | POZO ALMONTE SOLAR 2 S.A. | POZO ALMONTE | 421054.77 | 7758271.79 | 19K | 19 | K | S | -69 | -2241728.21 | -0.35227 | 6378127.7353 | -0.012377 | -0.64768 | -0.57058 | -0.67611 | -0.64973 | -1.2504 | 0.0050546 | 4.2582e-05 | 1.6741e-07 | -2231801.7114 | -0.0015563 | 4.548e-07 | -0.012377 | -0.35383 | -0.012378 | -0.013194 | -0.3538 | -0.35381 | -20.2717 | -69.756 | -69 | -45 | -21.548 | -20 | -16 | -18.109 | 20°16 ' 18,109 "S | 69°45 ' 21,548 "
1837 | S/E CENTRAL SOLAR PAS3 | POZO ALMONTE SOLAR 3 S.A. | POZO ALMONTE | 420745.88 | 7760488.37 | 19K | 19 | K | S | -69 | -2239511.63 | -0.35192 | 6378122.9171 | -0.012426 | -0.64715 | -0.57026 | -0.6755 | -0.64919 | -1.2495 | 0.0050546 | 4.2582e-05 | 1.6741e-07 | -2229593.2039 | -0.0015551 | 4.5848e-07 | -0.012426 | -0.35348 | -0.012426 | -0.013244 | -0.35345 | -0.35346 | -20.2517 | -69.7588 | -69 | -45 | -31.846 | -20 | -15 | -5.962 | 20°15 ' 5,962 "S | 69°45 ' 31,846 "
1838 | S/E CENTRAL TARAPACA | ENEL GENERACIÓN CHILE S.A. | IQUIQUE | 375810.14 | 7698925.07 | 19K | 19 | K | S | -69 | -2301074.93 | -0.3616 | 6378258.2023 | -0.019471 | -0.66178 | -0.57896 | -0.69249 | -0.66411 | -1.2757 | 0.0050546 | 4.2582e-05 | 1.6741e-07 | -2290934.1754 | -0.0015899 | 1.1176e-06 | -0.019471 | -0.36319 | -0.019472 | -0.020828 | -0.36311 | -0.36312 | -20.8054 | -70.1933 | -70 | -11 | -36.048 | -20 | -48 | -19.588 | 20°48 ' 19,588 "S | 70°11 ' 36,048 " | -20.8072 | -70.1923 | si | Tarapaca220
1839 | S/E CENTRAL TOCOPILLA | ENGIE ENERGÍA CHILE S.A. | TOCOPILLA | 374975.43 | 7555840.67 | 19K | 19 | K | S | -69 | -2444159.33 | -0.38408 | 6378584.1588 | -0.019601 | -0.69481 | -0.59726 | -0.73149 | -0.69793 | -1.3344 | 0.0050546 | 4.2582e-05 | 1.6741e-07 | -2433517.2366 | -0.0016684 | 1.1128e-06 | -0.019601 | -0.38575 | -0.019602 | -0.021153 | -0.38567 | -0.38568 | -22.0979 | -70.212 | -70 | -12 | -43.207 | -22 | -5 | -52.396 | 22°5 ' 52,396 "S | 70°12 ' 43,207 " | -22.0979 | -70.212 | si | Tocopilla110/Tocopilla220_BP1
1840 | S/E CENTRO | CGE TRANSMISIÓN S.A. | ANTOFAGASTA | 357836 | 7381336 | 19K | 19 | K | S | -69 | -2618664 | -0.4115 | 6379002.727 | -0.022286 | -0.73319 | -0.61589 | -0.7781 | -0.73755 | -1.4017 | 0.0050546 | 4.2582e-05 | 1.6741e-07 | -2607440.8808 | -0.0017594 | 1.4059e-06 | -0.022286 | -0.41326 | -0.022288 | -0.024332 | -0.41315 | -0.41316 | -23.6725 | -70.3941 | -70 | -23 | -38.848 | -23 | -40 | -21.032 | 23°40 ' 21,032 "S | 70°23 ' 38,848 "
1841 | S/E CERRO COLORADO | COMPAÑÍA MINERA CERRO COLORADO LTDA | POZO ALMONTE | 472029.36 | 7781407.7 | 19K | 19 | K | S | -69 | -2218592.3 | -0.34864 | 6378077.6404 | -0.0043854 | -0.64213 | -0.56719 | -0.6697 | -0.64407 | -1.2405 | 0.0050546 | 4.2582e-05 | 1.6741e-07 | -2208750.3044 | -0.0015431 | 5.7244e-08 | -0.0043854 | -0.35018 | -0.0043854 | -0.0046688 | -0.35017 | -0.35018 | -20.0641 | -69.2675 | -69 | -16 | -3 | -20 | -3 | -50.606 | 20°3 ' 50,606 "S | 69°16 ' 3 "
1842 | S/E CERRO DRAGON | CGE TRANSMISIÓN S.A. | IQUIQUE | 382554.22 | 7760395.59 | 19K | 19 | K | S | -69 | -2239604.41 | -0.35194 | 6378123.1187 | -0.018414 | -0.64718 | -0.57027 | -0.67552 | -0.64921 | -1.2495 | 0.0050546 | 4.2582e-05 | 1.6741e-07 | -2229685.6459 | -0.0015551 | 1.0068e-06 | -0.018414 | -0.35349 | -0.018415 | -0.019626 | -0.35343 | -0.35344 | -20.2505 | -70.1245 | -70 | -7 | -28.153 | -20 | -15 | -1.912 | 20°15 ' 1,912 "S | 70°7 ' 28,153 "
1843 | S/E CENTRAL PAMPA CAMARONES | ENGIE ENERGÍA CHILE S.A. | CAMARONES | 382600.4946 | 7911233.0694 | 19K | 19 | K | S | -69 | -2088766.9306 | -0.32823 | 6377804.6637 | -0.018408 | -0.61032 | -0.5469 | -0.6334 | -0.61177 | -1.183 | 0.0050546 | 4.2582e-05 | 1.6741e-07 | -2079409.013 | -0.0014673 | 1.0231e-06 | -0.018408 | -0.3297 | -0.018409 | -0.019454 | -0.32964 | -0.32965 | -18.8877 | -70.1146 | -70 | -6 | -52.682 | -18 | -53 | -15.572 | 18°53 ' 15,572 "S | 70°6 ' 52,682 "
1844 | S/E CHACAYA | ENGIE ENERGÍA CHILE S.A. | MEJILLONES | 355654 | 7445882.0112 | 19K | 19 | K | S | -69 | -2554117.9888 | -0.40136 | 6378845.2818 | -0.022629 | -0.71925 | -0.60947 | -0.76099 | -0.72311 | -1.3773 | 0.0050546 | 4.2582e-05 | 1.6741e-07 | -2543105.7807 | -0.0017264 | 1.4622e-06 | -0.022629 | -0.40309 | -0.022631 | -0.024598 | -0.40298 | -0.40299 | -23.0894 | -70.4093 | -70 | -24 | -33.62 | -23 | -5 | -22.013 | 23°5 ' 22,013 "S | 70°24 ' 33,62 " | -23.0894 | -70.4093 | si | Chacaya220
1845 | S/E CHAMY | CODELCO CHILE - DIVISIÓN CHUQUICAMATA | CALAMA | 510868 | 7538837.0104 | 19K | 19 | K | S | -69 | -2461162.9896 | -0.38675 | 6378623.9439 | 0.0017038 | -0.69865 | -0.59925 | -0.73608 | -0.70187 | -1.3411 | 0.0050546 | 4.2582e-05 | 1.6741e-07 | -2450462.7867 | -0.0016775 | 8.3906e-09 | 0.0017038 | -0.38843 | 0.0017038 | 0.001841 | -0.38843 | -0.38844 | -22.256 | -68.8945 | -68 | -53 | -40.275 | -22 | -15 | -21.476 | 22°15 ' 21,476 "S | 68°53 ' 40,275 "
1846 | S/E CHIMBORAZO | MINERA ESCONDIDA LTDA. | ANTOFAGASTA | 473811 | 7322001.0109 | 19J | 19 | J | S | -69 | -2677998.9891 | -0.42083 | 6379150.1114 | -0.0041054 | -0.74575 | -0.62129 | -0.7937 | -0.7506 | -1.4235 | 0.0050546 | 4.2582e-05 | 1.6741e-07 | -2666586.227 | -0.0017891 | 4.7317e-08 | -0.0041054 | -0.42262 | -0.0041054 | -0.0045014 | -0.42261 | -0.42262 | -24.2145 | -69.2579 | -69 | -15 | -28.487 | -24 | -12 | -52.194 | 24°12 ' 52,194 "S | 69°15 ' 28,487 "
1847 | S/E CHINCHORRO | CGE TRANSMISIÓN S.A. | ARICA | 363099.88 | 7957619.02 | 19K | 19 | K | S | -69 | -2042380.98 | -0.32094 | 6377710.5311 | -0.021465 | -0.59871 | -0.53913 | -0.6203 | -0.60001 | -1.1618 | 0.0050546 | 4.2582e-05 | 1.6741e-07 | -2033199.989 | -0.0014395 | 1.3981e-06 | -0.021465 | -0.32238 | -0.021467 | -0.022629 | -0.32231 | -0.32232 | -18.4673 | -70.2966 | -70 | -17 | -47.601 | -18 | -28 | -2.385 | 18°28 ' 2,385 "S | 70°17 ' 47,601 "
1848 | S/E CHUQUICAMATA | CODELCO CHILE - DIVISIÓN CHUQUICAMATA | CALAMA | 508384.24 | 7533433.63 | 19K | 19 | K | S | -69 | -2466566.37 | -0.3876 | 6378636.6326 | 0.0013144 | -0.69986 | -0.59988 | -0.73753 | -0.70312 | -1.3433 | 0.0050546 | 4.2582e-05 | 1.6741e-07 | -2455847.7677 | -0.0016804 | 4.9902e-09 | 0.0013144 | -0.38928 | 0.0013144 | 0.0014207 | -0.38928 | -0.38929 | -22.3048 | -68.9186 | -68 | -55 | -6.955 | -22 | -18 | -17.262 | 22°18 ' 17,262 "S | 68°55 ' 6,955 " | -22.3045 | -68.9188 | si | Chuquicamata110
1849 | S/E COCHRANE | EMPRESA ELÉCTRICA COCHRANE SPA | MEJILLONES | 360332.06 | 7448555.6 | 19K | 19 | K | S | -69 | -2551444.4 | -0.40094 | 6378838.8259 | -0.021896 | -0.71867 | -0.6092 | -0.76027 | -0.7225 | -1.3763 | 0.0050546 | 4.2582e-05 | 1.6741e-07 | -2540441.0305 | -0.001725 | 1.3694e-06 | -0.021896 | -0.40267 | -0.021897 | -0.023796 | -0.40256 | -0.40257 | -23.0657 | -70.3634 | -70 | -21 | -48.351 | -23 | -3 | -56.536 | 23°3 ' 56,536 "S | 70°21 ' 48,351 " | -23.0656 | -70.3639 | si | Cochrane220
1850 | S/E COLLAHUASI | COMPAÑÍA DOÑA INÉS DE COLLAHUASI SCM | PICA | 537785.94 | 7680198.09 | 19K | 19 | K | S | -69 | -2319801.91 | -0.36454 | 6378299.9536 | 0.0059241 | -0.66618 | -0.58151 | -0.69763 | -0.6686 | -1.2835 | 0.0050546 | 4.2582e-05 | 1.6741e-07 | -2309594.304 | -0.0016004 | 1.0323e-07 | 0.0059241 | -0.36614 | 0.0059242 | 0.0063446 | -0.36613 | -0.36614 | -20.9784 | -68.6365 | -68 | -38 | -11.324 | -20 | -58 | -42.302 | 20°58 ' 42,302 "S | 68°38 ' 11,324 " | -20.9768 | -68.6364 | si | Collahuasi220
1851 | S/E COLLAHUASI SALA ELECTRICA 3501 | COMPAÑÍA DOÑA INÉS DE COLLAHUASI SCM | PICA | 542413.09 | 7680228.39 | 19K | 19 | K | S | -69 | -2319771.61 | -0.36453 | 6378299.8858 | 0.0066496 | -0.66618 | -0.5815 | -0.69762 | -0.66859 | -1.2835 | 0.0050546 | 4.2582e-05 | 1.6741e-07 | -2309564.1119 | -0.0016003 | 1.3006e-07 | 0.0066496 | -0.36614 | 0.0066496 | 0.0071216 | -0.36613 | -0.36614 | -20.978 | -68.592 | -68 | -35 | -31.073 | -20 | -58 | -40.953 | 20°58 ' 40,953 "S | 68°35 ' 31,073 " | -20.9768 | -68.6364 | si | Collahuasi220
1852 | S/E COLLAHUASI SALA ELECTRICA 3502 | COMPAÑÍA DOÑA INÉS DE COLLAHUASI SCM | PICA | 537866.61 | 7680262.57 | 19K | 19 | K | S | -69 | -2319737.43 | -0.36453 | 6378299.8093 | 0.0059368 | -0.66617 | -0.5815 | -0.69761 | -0.66858 | -1.2835 | 0.0050546 | 4.2582e-05 | 1.6741e-07 | -2309530.0536 | -0.0016003 | 1.0367e-07 | 0.0059368 | -0.36613 | 0.0059368 | 0.0063582 | -0.36612 | -0.36613 | -20.9778 | -68.6357 | -68 | -38 | -8.535 | -20 | -58 | -40.198 | 20°58 ' 40,198 "S | 68°38 ' 8,535 " | -20.9768 | -68.6364 | si | Collahuasi220
1853 | S/E COLLAHUASI UNITARIA N°1 | COMPAÑÍA DOÑA INÉS DE COLLAHUASI SCM | PICA | 542419.54 | 7680281.46 | 19K | 19 | K | S | -69 | -2319718.54 | -0.36453 | 6378299.7671 | 0.0066506 | -0.66616 | -0.5815 | -0.69761 | -0.66858 | -1.2835 | 0.0050546 | 4.2582e-05 | 1.6741e-07 | -2309511.2308 | -0.0016003 | 1.301e-07 | 0.0066506 | -0.36613 | 0.0066507 | 0.0071226 | -0.36612 | -0.36613 | -20.9776 | -68.5919 | -68 | -35 | -30.854 | -20 | -58 | -39.226 | 20°58 ' 39,226 "S | 68°35 ' 30,854 " | -20.9768 | -68.6364 | si | Collahuasi220
1854 | S/E COLLAHUASI UNITARIA N°2 | COMPAÑÍA DOÑA INÉS DE COLLAHUASI SCM | PICA | 542419.54 | 7680281.46 | 19K | 19 | K | S | -69 | -2319718.54 | -0.36453 | 6378299.7671 | 0.0066506 | -0.66616 | -0.5815 | -0.69761 | -0.66858 | -1.2835 | 0.0050546 | 4.2582e-05 | 1.6741e-07 | -2309511.2308 | -0.0016003 | 1.301e-07 | 0.0066506 | -0.36613 | 0.0066507 | 0.0071226 | -0.36612 | -0.36613 | -20.9776 | -68.5919 | -68 | -35 | -30.854 | -20 | -58 | -39.226 | 20°58 ' 39,226 "S | 68°35 ' 30,854 " | -20.9768 | -68.6364 | si | Collahuasi220
1855 | S/E COLLAHUASI UNITARIA N°3 | COMPAÑÍA DOÑA INÉS DE COLLAHUASI SCM | PICA | 542419.54 | 7680281.46 | 19K | 19 | K | S | -69 | -2319718.54 | -0.36453 | 6378299.7671 | 0.0066506 | -0.66616 | -0.5815 | -0.69761 | -0.66858 | -1.2835 | 0.0050546 | 4.2582e-05 | 1.6741e-07 | -2309511.2308 | -0.0016003 | 1.301e-07 | 0.0066506 | -0.36613 | 0.0066507 | 0.0071226 | -0.36612 | -0.36613 | -20.9776 | -68.5919 | -68 | -35 | -30.854 | -20 | -58 | -39.226 | 20°58 ' 39,226 "S | 68°35 ' 30,854 " | -20.9768 | -68.6364 | si | Collahuasi220
1856 | S/E COLLAHUASI UNITARIA N°4 | COMPAÑÍA DOÑA INÉS DE COLLAHUASI SCM | PICA | 542419.54 | 7680281.46 | 19K | 19 | K | S | -69 | -2319718.54 | -0.36453 | 6378299.7671 | 0.0066506 | -0.66616 | -0.5815 | -0.69761 | -0.66858 | -1.2835 | 0.0050546 | 4.2582e-05 | 1.6741e-07 | -2309511.2308 | -0.0016003 | 1.301e-07 | 0.0066506 | -0.36613 | 0.0066507 | 0.0071226 | -0.36612 | -0.36613 | -20.9776 | -68.5919 | -68 | -35 | -30.854 | -20 | -58 | -39.226 | 20°58 ' 39,226 "S | 68°35 ' 30,854 " | -20.9768 | -68.6364 | si | Collahuasi220
1857 | S/E COLOSO | MINERA ESCONDIDA LTDA. | ANTOFAGASTA | 350124.73 | 7371142.88 | 19K | 19 | K | S | -69 | -2628857.12 | -0.41311 | 6379027.867 | -0.023495 | -0.73537 | -0.61685 | -0.78079 | -0.73981 | -1.4055 | 0.0050546 | 4.2582e-05 | 1.6741e-07 | -2617601.1311 | -0.0017645 | 1.5604e-06 | -0.023495 | -0.41487 | -0.023497 | -0.02567 | -0.41475 | -0.41476 | -23.7639 | -70.4708 | -70 | -28 | -14.729 | -23 | -45 | -49.86 | 23°45 ' 49,86 "S | 70°28 ' 14,729 "
1858 | S/E CRUCERO | ENGIE ENERGÍA CHILE S.A. | MARIA ELENA | 441547.56 | 7536513.62 | 19K | 19 | K | S | -69 | -2463486.38 | -0.38712 | 6378629.3971 | -0.0091638 | -0.69917 | -0.59952 | -0.7367 | -0.70241 | -1.342 | 0.0050546 | 4.2582e-05 | 1.6741e-07 | -2452778.2616 | -0.0016787 | 2.4264e-07 | -0.0091638 | -0.3888 | -0.0091639 | -0.0099027 | -0.38878 | -0.38879 | -22.276 | -69.5674 | -69 | -34 | -2.579 | -22 | -16 | -33.596 | 22°16 ' 33,596 "S | 69°34 ' 2,579 " | -22.2738 | -69.566 | si | Crucero220
1859 | S/E CONDORES | EMPRESA DE TRANSMISIÓN ELÉCTRICA TRANSEMEL S.A. | ALTO HOSPICIO | 387248 | 7760738 | 19K | 19 | K | S | -69 | -2239262 | -0.35188 | 6378122.3748 | -0.017678 | -0.64709 | -0.57022 | -0.67543 | -0.64913 | -1.2494 | 0.0050546 | 4.2582e-05 | 1.6741e-07 | -2229344.4833 | -0.0015549 | 9.2798e-07 | -0.017678 | -0.35344 | -0.017679 | -0.018841 | -0.35338 | -0.35339 | -20.2477 | -70.0795 | -70 | -4 | -46.312 | -20 | -14 | -51.792 | 20°14 ' 51,792 "S | 70°4 ' 46,312 " | -20.2483 | -70.0794 | si | Condores220
1860 | S/E DESALANT | AGUAS ANTOFAGASTA S.A. | ANTOFAGASTA | 357237.06 | 7395682.26 | 19K | 19 | K | S | -69 | -2604317.74 | -0.40925 | 6378967.4708 | -0.02238 | -0.73012 | -0.61451 | -0.77431 | -0.73436 | -1.3963 | 0.0050546 | 4.2582e-05 | 1.6741e-07 | -2593141.0863 | -0.0017521 | 1.4206e-06 | -0.02238 | -0.411 | -0.022382 | -0.024411 | -0.41089 | -0.4109 | -23.5429 | -70.3986 | -70 | -23 | -55.037 | -23 | -32 | -34.471 | 23°32 ' 34,471 "S | 70°23 ' 55,037 " | -23.5429 | -70.3985 | si | Desalant110
1861 | S/E DOMEYKO | MINERA ESCONDIDA LTDA. | ANTOFAGASTA | 489613.55 | 7318787.08 | 19J | 19 | J | S | -69 | -2681212.92 | -0.42133 | 6379158.166 | -0.0016282 | -0.74642 | -0.62157 | -0.79454 | -0.7513 | -1.4247 | 0.0050546 | 4.2582e-05 | 1.6741e-07 | -2669790.0032 | -0.0017907 | 7.439e-09 | -0.0016282 | -0.42312 | -0.0016282 | -0.0017857 | -0.42312 | -0.42313 | -24.2437 | -69.1023 | -69 | -6 | -8.319 | -24 | -14 | -37.358 | 24°14 ' 37,358 "S | 69°6 ' 8,319 " | -24.2432 | -69.1015 | si | Domeyko220
1862 | S/E EL ABRA | SOCIEDAD CONTRACTUAL MINERA EL ABRA | CALAMA | 531637.52 | 7569178.34 | 19K | 19 | K | S | -69 | -2430821.66 | -0.38199 | 6378553.1055 | 0.00496 | -0.69179 | -0.59567 | -0.72788 | -0.69483 | -1.329 | 0.0050546 | 4.2582e-05 | 1.6741e-07 | -2420225.3691 | -0.0016612 | 7.1381e-08 | 0.00496 | -0.38365 | 0.00496 | 0.0053488 | -0.38364 | -0.38365 | -21.9816 | -68.6935 | -68 | -41 | -36.735 | -21 | -58 | -53.749 | 21°58 ' 53,749 "S | 68°41 ' 36,735 "
1863 | S/E EL COBRE (ENGIE) | ENGIE ENERGÍA CHILE S.A. | SIERRA GORDA | 460733.83 | 7406166 | 19K | 19 | K | S | -69 | -2593834 | -0.4076 | 6378941.801 | -0.0061556 | -0.72786 | -0.61349 | -0.77153 | -0.73202 | -1.3924 | 0.0050546 | 4.2582e-05 | 1.6741e-07 | -2582691.4513 | -0.0017468 | 1.0762e-07 | -0.0061556 | -0.40935 | -0.0061556 | -0.0067099 | -0.40934 | -0.40935 | -23.454 | -69.3844 | -69 | -23 | -4.018 | -23 | -27 | -14.488 | 23°27 ' 14,488 "S | 69°23 ' 4,018 "
1864 | S/E EL LINCE | MINERA HMC S.A. | MEJILLONES | 377800.11 | 7491561.69 | 19K | 19 | K | S | -69 | -2508438.31 | -0.39418 | 6378735.7061 | -0.019157 | -0.7092 | -0.6046 | -0.74878 | -0.71274 | -1.3597 | 0.0050546 | 4.2582e-05 | 1.6741e-07 | -2497578.2213 | -0.0017025 | 1.0543e-06 | -0.019157 | -0.39588 | -0.019159 | -0.020762 | -0.39581 | -0.39582 | -22.6787 | -70.1896 | -70 | -11 | -22.385 | -22 | -40 | -43.206 | 22°40 ' 43,206 "S | 70°11 ' 22,385 "
1865 | S/E EL LOA | SOCIEDAD QUÍMICA Y MINERA DE CHILE S.A. | MARIA ELENA | 434779.94 | 7528231.5 | 19K | 19 | K | S | -69 | -2471768.5 | -0.38842 | 6378648.8696 | -0.010225 | -0.70103 | -0.60048 | -0.73893 | -0.70432 | -1.3453 | 0.0050546 | 4.2582e-05 | 1.6741e-07 | -2461032.2139 | -0.0016832 | 3.0176e-07 | -0.010225 | -0.3901 | -0.010225 | -0.011055 | -0.39008 | -0.39009 | -22.3506 | -69.6334 | -69 | -38 | -0.273 | -22 | -21 | -2.066 | 22°21 ' 2,066 "S | 69°38 ' 0,273 " | -22.3504 | -69.633 | si | ElLoa220
1866 | S/E EL PEÑON (MINERA MERIDIAN) | MINERA MERIDIAN LTDA. | ANTOFAGASTA | 449474.93 | 7300223.36 | 19J | 19 | J | S | -69 | -2699776.64 | -0.42425 | 6379204.8322 | -0.0079203 | -0.75029 | -0.62316 | -0.79939 | -0.75533 | -1.4314 | 0.0050546 | 4.2582e-05 | 1.6741e-07 | -2688295.307 | -0.0017998 | 1.7557e-07 | -0.0079203 | -0.42605 | -0.0079204 | -0.0086977 | -0.42604 | -0.42605 | -24.4106 | -69.4983 | -69 | -29 | -54.026 | -24 | -24 | -38.126 | 24°24 ' 38,126 "S | 69°29 ' 54,026 "
1867 | S/E EL TESORO | MINERA CENTINELA | SIERRA GORDA | 489880 | 7464653.0106 | 19K | 19 | K | S | -69 | -2535346.9894 | -0.39841 | 6378800.067 | -0.0015865 | -0.71514 | -0.6075 | -0.75598 | -0.71886 | -1.3701 | 0.0050546 | 4.2582e-05 | 1.6741e-07 | -2524397.0071 | -0.0017166 | 7.2051e-09 | -0.0015865 | -0.40013 | -0.0015865 | -0.0017226 | -0.40013 | -0.40014 | -22.9261 | -69.0987 | -69 | -5 | -55.305 | -22 | -55 | -34.107 | 22°55 ' 34,107 "S | 69°5 ' 55,305 " | -22.9261 | -69.0987 | si | ElTesoro220
1868 | S/E ENCUENTRO | TRANSELEC S.A. | MARIA ELENA | 441551.52 | 7535735.2 | 19K | 19 | K | S | -69 | -2464264.8 | -0.38724 | 6378631.2251 | -0.0091632 | -0.69935 | -0.59961 | -0.73691 | -0.70259 | -1.3423 | 0.0050546 | 4.2582e-05 | 1.6741e-07 | -2453554.031 | -0.0016792 | 2.4259e-07 | -0.0091632 | -0.38892 | -0.0091633 | -0.0099025 | -0.3889 | -0.38891 | -22.283 | -69.5674 | -69 | -34 | -2.543 | -22 | -16 | -58.912 | 22°16 ' 58,912 "S | 69°34 ' 2,543 " | -22.283 | -69.5674 | si | Encuentro220
1869 | S/E ESCONDIDA | MINERA ESCONDIDA LTDA. | ANTOFAGASTA | 493905.47 | 7316908.34 | 19J | 19 | J | S | -69 | -2683091.66 | -0.42163 | 6379162.8778 | -0.00095538 | -0.74681 | -0.62173 | -0.79503 | -0.75171 | -1.4254 | 0.0050546 | 4.2582e-05 | 1.6741e-07 | -2671662.8127 | -0.0017916 | 2.5606e-09 | -0.00095538 | -0.42342 | -0.00095538 | -0.0010479 | -0.42342 | -0.42343 | -24.2607 | -69.06 | -69 | -3 | -36.15 | -24 | -15 | -38.527 | 24°15 ' 38,527 "S | 69°3 ' 36,15 " | -24.2607 | -69.06 | si | Escondida220
1870 | S/E ESCONDIDA NORTE | MINERA ESCONDIDA LTDA. | ANTOFAGASTA | 496011 | 7320379.011 | 19J | 19 | J | S | -69 | -2679620.989 | -0.42108 | 6379154.1755 | -0.00062532 | -0.74609 | -0.62143 | -0.79413 | -0.75095 | -1.4241 | 0.0050546 | 4.2582e-05 | 1.6741e-07 | -2668203.1006 | -0.0017899 | 1.0975e-09 | -0.00062532 | -0.42287 | -0.00062532 | -0.00068572 | -0.42287 | -0.42288 | -24.2294 | -69.0393 | -69 | -2 | -21.44 | -24 | -13 | -45.702 | 24°13 ' 45,702 "S | 69°2 ' 21,44 "
1871 | S/E ESMERALDA | EMPRESA DE TRANSMISIÓN ELÉCTRICA TRANSEMEL S.A. | ANTOFAGASTA | 358383.35 | 7381247.72 | 19K | 19 | K | S | -69 | -2618752.28 | -0.41152 | 6379002.9444 | -0.0222 | -0.73321 | -0.6159 | -0.77812 | -0.73757 | -1.4017 | 0.0050546 | 4.2582e-05 | 1.6741e-07 | -2607528.8756 | -0.0017594 | 1.3951e-06 | -0.0222 | -0.41328 | -0.022202 | -0.024239 | -0.41317 | -0.41318 | -23.6734 | -70.3888 | -70 | -23 | -19.56 | -23 | -40 | -24.075 | 23°40 ' 24,075 "S | 70°23 ' 19,56 " | -23.6732 | -70.3878 | si | Esmeralda110/Esmeralda220
1872 | S/E ESPERANZA (MINERA CENTINELA) | MINERA CENTINELA | SIERRA GORDA | 489887.09 | 7456551.21 | 19K | 19 | K | S | -69 | -2543448.79 | -0.39968 | 6378819.5504 | -0.0015854 | -0.71692 | -0.60836 | -0.75814 | -0.7207 | -1.3732 | 0.0050546 | 4.2582e-05 | 1.6741e-07 | -2532471.9015 | -0.0017208 | 7.1872e-09 | -0.0015854 | -0.4014 | -0.0015854 | -0.0017223 | -0.4014 | -0.40141 | -22.9993 | -69.0987 | -69 | -5 | -55.247 | -22 | -59 | -57.582 | 22°59 ' 57,582 "S | 69°5 ' 55,247 "
1873 | S/E ESTACION DE BOMBEO SIERRA GORDA N°1 | TRANSMISORA BAQUEDANO S.A. | MEJILLONES | 356531.67 | 7444302.57 | 19K | 19 | K | S | -69 | -2555697.43 | -0.40161 | 6378849.0981 | -0.022491 | -0.71959 | -0.60964 | -0.76141 | -0.72346 | -1.3779 | 0.0050546 | 4.2582e-05 | 1.6741e-07 | -2544680.0042 | -0.0017272 | 1.4441e-06 | -0.022491 | -0.40334 | -0.022493 | -0.024451 | -0.40323 | -0.40324 | -23.1038 | -70.4009 | -70 | -24 | -3.31 | -23 | -6 | -13.636 | 23°6 ' 13,636 "S | 70°24 ' 3,31 "
1874 | S/E ESTACION DE BOMBEO SIERRA GORDA N°2 | TRANSMISORA BAQUEDANO S.A. | MEJILLONES | 356621 | 7444303 | 19K | 19 | K | S | -69 | -2555697 | -0.40161 | 6378849.0971 | -0.022477 | -0.71959 | -0.60964 | -0.76141 | -0.72346 | -1.3779 | 0.0050546 | 4.2582e-05 | 1.6741e-07 | -2544679.5756 | -0.0017272 | 1.4423e-06 | -0.022477 | -0.40334 | -0.022479 | -0.024435 | -0.40323 | -0.40324 | -23.1038 | -70.4 | -70 | -24 | -0.17 | -23 | -6 | -13.649 | 23°6 ' 13,649 "S | 70°24 ' 0,17 "
1875 | S/E FARELLON | MINERA ESCONDIDA LTDA. | ANTOFAGASTA | 411645.53 | 7361427.21 | 19K | 19 | K | S | -69 | -2638572.79 | -0.41463 | 6379051.8989 | -0.013851 | -0.73743 | -0.61776 | -0.78335 | -0.74195 | -1.4091 | 0.0050546 | 4.2582e-05 | 1.6741e-07 | -2627285.583 | -0.0017694 | 5.4155e-07 | -0.013851 | -0.4164 | -0.013851 | -0.015144 | -0.41636 | -0.41637 | -23.8562 | -69.8677 | -69 | -52 | -3.708 | -23 | -51 | -22.196 | 23°51 ' 22,196 "S | 69°52 ' 3,708 " | -23.8562 | -69.8677 | si | Farellon220
1876 | S/E FORTUNA | COMPAÑÍA MINERA LOMAS BAYAS | SIERRA GORDA | 445827 | 7405148.0108 | 19K | 19 | K | S | -69 | -2594851.9892 | -0.40776 | 6378944.2901 | -0.0084925 | -0.72808 | -0.61359 | -0.7718 | -0.73225 | -1.3928 | 0.0050546 | 4.2582e-05 | 1.6741e-07 | -2583706.1234 | -0.0017473 | 2.0481e-07 | -0.0084925 | -0.40951 | -0.0084926 | -0.0092578 | -0.40949 | -0.4095 | -23.4628 | -69.5304 | -69 | -31 | -49.558 | -23 | -27 | -46.05 | 23°27 ' 46,05 "S | 69°31 ' 49,558 "
1877 | S/E GNL MEJILLONES | SOCIEDAD GNL MEJILLONES S.A. | MEJILLONES | 360025.84 | 7449121.81 | 19K | 19 | K | S | -69 | -2550878.19 | -0.40085 | 6378837.4594 | -0.021944 | -0.71854 | -0.60914 | -0.76012 | -0.72238 | -1.3761 | 0.0050546 | 4.2582e-05 | 1.6741e-07 | -2539876.6934 | -0.0017247 | 1.3755e-06 | -0.021944 | -0.40258 | -0.021945 | -0.023848 | -0.40247 | -0.40248 | -23.0606 | -70.3664 | -70 | -21 | -58.924 | -23 | -3 | -38.035 | 23°3 ' 38,035 "S | 70°21 ' 58,924 " | -23.0946 | -70.4189 | si | Mejillones110/Mejillones220
1878 | S/E GABY | CODELCO CHILE - DIVISIÓN GABRIELA MISTRAL | SIERRA GORDA | 518125.92 | 7407589.53 | 19K | 19 | K | S | -69 | -2592410.47 | -0.40738 | 6378938.3216 | 0.0028415 | -0.72756 | -0.61335 | -0.77116 | -0.7317 | -1.3919 | 0.0050546 | 4.2582e-05 | 1.6741e-07 | -2581272.562 | -0.001746 | 2.2937e-08 | 0.0028415 | -0.40912 | 0.0028415 | 0.0030971 | -0.40912 | -0.40913 | -23.4415 | -68.8225 | -68 | -49 | -21.172 | -23 | -26 | -29.539 | 23°26 ' 29,539 "S | 68°49 ' 21,172 "
1879 | S/E GUAYAQUES | MINERA CENTINELA | MARIA ELENA | 410770 | 7488398.0106 | 19K | 19 | K | S | -69 | -2511601.9894 | -0.39468 | 6378743.2451 | -0.013989 | -0.7099 | -0.60494 | -0.74963 | -0.71346 | -1.3609 | 0.0050546 | 4.2582e-05 | 1.6741e-07 | -2500731.2898 | -0.0017042 | 5.6191e-07 | -0.013989 | -0.39638 | -0.013989 | -0.015164 | -0.39634 | -0.39635 | -22.7093 | -69.8688 | -69 | -52 | -7.754 | -22 | -42 | -33.508 | 22°42 ' 33,508 "S | 69°52 ' 7,754 "
1880 | S/E HAMBURGO | MINERA ESCONDIDA LTDA. | ANTOFAGASTA | 492497 | 7312676.011 | 19J | 19 | J | S | -69 | -2687323.989 | -0.42229 | 6379173.5015 | -0.0011762 | -0.7477 | -0.6221 | -0.79614 | -0.75263 | -1.4269 | 0.0050546 | 4.2582e-05 | 1.6741e-07 | -2675881.7971 | -0.0017937 | 3.8786e-09 | -0.0011762 | -0.42409 | -0.0011762 | -0.0012905 | -0.42409 | -0.4241 | -24.2989 | -69.0739 | -69 | -4 | -26.182 | -24 | -17 | -56.119 | 24°17 ' 56,119 "S | 69°4 ' 26,182 "
1881 | S/E INACESA | INACAL S.A. | ANTOFAGASTA | 365500.95 | 7369410.26 | 19K | 19 | K | S | -69 | -2630589.74 | -0.41338 | 6379032.1477 | -0.021085 | -0.73574 | -0.61701 | -0.78125 | -0.74019 | -1.4061 | 0.0050546 | 4.2582e-05 | 1.6741e-07 | -2619328.1759 | -0.0017654 | 1.2563e-06 | -0.021085 | -0.41514 | -0.021086 | -0.023039 | -0.41504 | -0.41505 | -23.7809 | -70.3201 | -70 | -19 | -12.211 | -23 | -46 | -51.092 | 23°46 ' 51,092 "S | 70°19 ' 12,211 "
1882 | S/E IQUIQUE | ENGIE ENERGÍA CHILE S.A. | IQUIQUE | 381950 | 7765227 | 19K | 19 | K | S | -69 | -2234773 | -0.35118 | 6378112.6301 | -0.018509 | -0.64602 | -0.56957 | -0.67419 | -0.64803 | -1.2474 | 0.0050546 | 4.2582e-05 | 1.6741e-07 | -2224871.8479 | -0.0015524 | 1.0178e-06 | -0.018509 | -0.35273 | -0.01851 | -0.019721 | -0.35267 | -0.35268 | -20.2068 | -70.13 | -70 | -7 | -47.841 | -20 | -12 | -24.637 | 20°12 ' 24,637 "S | 70°7 ' 47,841 "
1884 | S/E K1 | CODELCO CHILE - DIVISIÓN CHUQUICAMATA | CALAMA | 510844.55 | 7533466.85 | 19K | 19 | K | S | -69 | -2466533.15 | -0.3876 | 6378636.5545 | 0.0017001 | -0.69985 | -0.59988 | -0.73752 | -0.70311 | -1.3432 | 0.0050546 | 4.2582e-05 | 1.6741e-07 | -2455814.6607 | -0.0016804 | 8.3487e-09 | 0.0017001 | -0.38928 | 0.0017001 | 0.0018376 | -0.38928 | -0.38929 | -22.3045 | -68.8947 | -68 | -53 | -40.964 | -22 | -18 | -16.132 | 22°18 ' 16,132 "S | 68°53 ' 40,964 "
1885 | S/E KM6 | CODELCO CHILE - DIVISIÓN CHUQUICAMATA | CALAMA | 511970 | 7531365.0104 | 19K | 19 | K | S | -69 | -2468634.9896 | -0.38793 | 6378641.4961 | 0.0018766 | -0.70033 | -0.60012 | -0.73809 | -0.7036 | -1.3441 | 0.0050546 | 4.2582e-05 | 1.6741e-07 | -2457909.3518 | -0.0016815 | 1.0169e-08 | 0.0018766 | -0.38961 | 0.0018766 | 0.0020286 | -0.38961 | -0.38962 | -22.3235 | -68.8838 | -68 | -53 | -1.571 | -22 | -19 | -24.464 | 22°19 ' 24,464 "S | 68°53 ' 1,571 "
1886 | S/E KAPATUR | SISTEMA DE TRANSMISIÓN DEL NORTE S.A. | MEJILLONES | 362775.88 | 7439801.66 | 19K | 19 | K | S | -69 | -2560198.34 | -0.40232 | 6378859.9836 | -0.021512 | -0.72058 | -0.6101 | -0.7626 | -0.72448 | -1.3797 | 0.0050546 | 4.2582e-05 | 1.6741e-07 | -2549166.061 | -0.0017295 | 1.3204e-06 | -0.021512 | -0.40405 | -0.021514 | -0.023394 | -0.40395 | -0.40396 | -23.145 | -70.3404 | -70 | -20 | -25.31 | -23 | -8 | -41.87 | 23°8 ' 41,87 "S | 70°20 ' 25,31 " | -23.1449 | -70.3387 | si | Kapatur220_BP1
1887 | S/E KELAR | TAMAKAYA ENERGÍA SPA | MEJILLONES | 362807.87 | 7452097.56 | 19K | 19 | K | S | -69 | -2547902.44 | -0.40038 | 6378830.2813 | -0.021507 | -0.71789 | -0.60883 | -0.75933 | -0.7217 | -1.375 | 0.0050546 | 4.2582e-05 | 1.6741e-07 | -2536910.7924 | -0.0017231 | 1.3219e-06 | -0.021507 | -0.40211 | -0.021509 | -0.023369 | -0.40201 | -0.40202 | -23.0339 | -70.339 | -70 | -20 | -20.223 | -23 | -2 | -2.126 | 23°2 ' 2,126 "S | 70°20 ' 20,223 "
1888 | S/E LA CASCADA HMC (SAGASCA) | HALDEMAN MINING COMPANY S.A. | POZO ALMONTE | 465101.56 | 7767598.76 | 19K | 19 | K | S | -69 | -2232401.24 | -0.35081 | 6378107.4881 | -0.0054716 | -0.64545 | -0.56922 | -0.67353 | -0.64745 | -1.2464 | 0.0050546 | 4.2582e-05 | 1.6741e-07 | -2222508.7425 | -0.001551 | 8.8971e-08 | -0.0054716 | -0.35236 | -0.0054716 | -0.0058297 | -0.35235 | -0.35236 | -20.1887 | -69.334 | -69 | -20 | -2.468 | -20 | -11 | -19.42 | 20°11 ' 19,42 "S | 69°20 ' 2,468 "
1889 | S/E LA HUAYCA II | SPS LA HUAYCA S.A. | POZO ALMONTE | 444144.04 | 7738077.89 | 19K | 19 | K | S | -69 | -2261922.11 | -0.35544 | 6378171.8128 | -0.0087574 | -0.65251 | -0.57348 | -0.6817 | -0.65464 | -1.2591 | 0.0050546 | 4.2582e-05 | 1.6741e-07 | -2251922.2997 | -0.0015678 | 2.2713e-07 | -0.0087574 | -0.35701 | -0.0087575 | -0.0093466 | -0.357 | -0.35701 | -20.455 | -69.5355 | -69 | -32 | -7.867 | -20 | -27 | -17.934 | 20°27 ' 17,934 "S | 69°32 ' 7,867 "
1890 | S/E LA PORTADA | CGE TRANSMISIÓN S.A. | ANTOFAGASTA | 358527.64 | 7396478.76 | 19K | 19 | K | S | -69 | -2603521.24 | -0.40912 | 6378965.5178 | -0.022178 | -0.72995 | -0.61444 | -0.7741 | -0.73418 | -1.396 | 0.0050546 | 4.2582e-05 | 1.6741e-07 | -2592347.173 | -0.0017517 | 1.3952e-06 | -0.022178 | -0.41088 | -0.02218 | -0.024189 | -0.41077 | -0.41078 | -23.5358 | -70.3859 | -70 | -23 | -9.259 | -23 | -32 | -8.985 | 23°32 ' 8,985 "S | 70°23 ' 9,259 "
1891 | S/E LABERINTO | AES ANDES S.A. | SIERRA GORDA | 458168.82 | 7406871.37 | 19K | 19 | K | S | -69 | -2593128.63 | -0.40749 | 6378940.0768 | -0.0065577 | -0.72771 | -0.61342 | -0.77135 | -0.73187 | -1.3921 | 0.0050546 | 4.2582e-05 | 1.6741e-07 | -2581988.3805 | -0.0017464 | 1.2215e-07 | -0.0065577 | -0.40924 | -0.0065577 | -0.0071479 | -0.40923 | -0.40924 | -23.4476 | -69.4095 | -69 | -24 | -34.355 | -23 | -26 | -51.321 | 23°26 ' 51,321 "S | 69°24 ' 34,355 " | -23.4467 | -69.4089 | si | Laberinto220
1892 | S/E LAGUNA SECA | MINERA ESCONDIDA LTDA. | ANTOFAGASTA | 493913.63 | 7307995.38 | 19J | 19 | J | S | -69 | -2692004.62 | -0.42303 | 6379185.2651 | -0.0009541 | -0.74867 | -0.6225 | -0.79736 | -0.75365 | -1.4286 | 0.0050546 | 4.2582e-05 | 1.6741e-07 | -2680547.6945 | -0.001796 | 2.5505e-09 | -0.0009541 | -0.42482 | -0.0009541 | -0.0010472 | -0.42482 | -0.42483 | -24.3412 | -69.06 | -69 | -3 | -35.997 | -24 | -20 | -28.331 | 24°20 ' 28,331 "S | 69°3 ' 35,997 "
1893 | S/E LAGUNAS | TRANSELEC S.A. | POZO ALMONTE | 427798.7 | 7698114.68 | 19K | 19 | K | S | -69 | -2301885.32 | -0.36172 | 6378260.0033 | -0.01132 | -0.66197 | -0.57907 | -0.69271 | -0.6643 | -1.276 | 0.0050546 | 4.2582e-05 | 1.6741e-07 | -2291741.6649 | -0.0015903 | 3.7772e-07 | -0.01132 | -0.36331 | -0.01132 | -0.01211 | -0.36329 | -0.3633 | -20.8155 | -69.6939 | -69 | -41 | -37.885 | -20 | -48 | -55.84 | 20°48 ' 55,84 "S | 69°41 ' 37,885 " | -20.8145 | -69.6941 | Si | Lagunas220
1894 | S/E LIXIVIACION | MINERA ESCONDIDA LTDA. | ANTOFAGASTA | 498491 | 7316295.011 | 19J | 19 | J | S | -69 | -2683704.989 | -0.42172 | 6379164.4166 | -0.00023655 | -0.74694 | -0.62179 | -0.79519 | -0.75184 | -1.4256 | 0.0050546 | 4.2582e-05 | 1.6741e-07 | -2672274.2066 | -0.0017919 | 1.5697e-10 | -0.00023655 | -0.42352 | -0.00023655 | -0.00025948 | -0.42352 | -0.42353 | -24.2663 | -69.0149 | -69 | 0 | -53.521 | -24 | -15 | -58.509 | 24°15 ' 58,509 "S | 69°0 ' 53,521 "
1895 | S/E LLAMARA | SOCIEDAD QUÍMICA Y MINERA DE CHILE S.A. | POZO ALMONTE | 439675.76 | 7663273.09 | 19K | 19 | K | S | -69 | -2336726.91 | -0.3672 | 6378337.9256 | -0.0094577 | -0.67014 | -0.58377 | -0.70227 | -0.67264 | -1.2906 | 0.0050546 | 4.2582e-05 | 1.6741e-07 | -2326459.2016 | -0.0016098 | 2.6257e-07 | -0.0094577 | -0.36881 | -0.0094578 | -0.010139 | -0.36879 | -0.3688 | -21.1307 | -69.5809 | -69 | -34 | -51.377 | -21 | -7 | -50.65 | 21°7 ' 50,65 "S | 69°34 ' 51,377 "
1896 | S/E LLUTA | ENGIE ENERGÍA CHILE S.A. | ARICA | 406427.6312 | 7960127.342 | 19K | 19 | K | S | -69 | -2039872.658 | -0.32055 | 6377705.4926 | -0.014672 | -0.59808 | -0.5387 | -0.61959 | -0.59937 | -1.1607 | 0.0050546 | 4.2582e-05 | 1.6741e-07 | -2030701.2924 | -0.001438 | 6.5336e-07 | -0.014672 | -0.32199 | -0.014672 | -0.015466 | -0.32195 | -0.32196 | -18.447 | -69.8861 | -69 | -53 | -10.086 | -18 | -26 | -49.286 | 18°26 ' 49,286 "S | 69°53 ' 10,086 "
1897 | S/E LOMAS BAYAS | COMPAÑÍA MINERA LOMAS BAYAS | SIERRA GORDA | 448577 | 7408440.87 | 19K | 19 | K | S | -69 | -2591559.13 | -0.40724 | 6378936.2415 | -0.0080614 | -0.72737 | -0.61326 | -0.77093 | -0.73151 | -1.3915 | 0.0050546 | 4.2582e-05 | 1.6741e-07 | -2580423.9984 | -0.0017456 | 1.8463e-07 | -0.0080614 | -0.40899 | -0.0080615 | -0.0087859 | -0.40898 | -0.40899 | -23.4331 | -69.5034 | -69 | -30 | -12.219 | -23 | -25 | -59.296 | 23°25 ' 59,296 "S | 69°30 ' 12,219 "
1898 | S/E MMH | CODELCO CHILE - DIVISIÓN MINISTRO HALES | CALAMA | 511173.9942 | 7528505.0361 | 19K | 19 | K | S | -69 | -2471494.9639 | -0.38838 | 6378648.2256 | 0.0017518 | -0.70097 | -0.60045 | -0.73886 | -0.70426 | -1.3452 | 0.0050546 | 4.2582e-05 | 1.6741e-07 | -2460759.607 | -0.001683 | 8.858e-09 | 0.0017518 | -0.39006 | 0.0017518 | 0.001894 | -0.39006 | -0.39007 | -22.3493 | -68.8915 | -68 | -53 | -29.324 | -22 | -20 | -57.498 | 22°20 ' 57,498 "S | 68°53 ' 29,324 "
1899 | S/E MANTOS BLANCOS | MANTOS COPPER S.A. | ANTOFAGASTA | 390123 | 7406679.0109 | 19K | 19 | K | S | -69 | -2593320.9891 | -0.40752 | 6378940.547 | -0.017225 | -0.72775 | -0.61344 | -0.7714 | -0.73191 | -1.3922 | 0.0050546 | 4.2582e-05 | 1.6741e-07 | -2582180.1125 | -0.0017465 | 8.4275e-07 | -0.017225 | -0.40927 | -0.017226 | -0.018774 | -0.4092 | -0.40921 | -23.4462 | -70.0757 | -70 | -4 | -32.478 | -23 | -26 | -46.164 | 23°26 ' 46,164 "S | 70°4 ' 32,478 " | -23.4462 | -70.0757 | si | Mantos220
1900 | S/E MANTOS DE LA LUNA | GRACE S.A. | TOCOPILLA | 379183.88 | 7523751.32 | 19K | 19 | K | S | -69 | -2476248.68 | -0.38912 | 6378659.4247 | -0.018941 | -0.70203 | -0.60099 | -0.74014 | -0.70535 | -1.3471 | 0.0050546 | 4.2582e-05 | 1.6741e-07 | -2465497.1883 | -0.0016855 | 1.0349e-06 | -0.018941 | -0.39081 | -0.018942 | -0.020484 | -0.39074 | -0.39074 | -22.388 | -70.1736 | -70 | -10 | -25.045 | -22 | -23 | -16.905 | 22°23 ' 16,905 "S | 70°10 ' 25,045 "
1901 | S/E MARIA ELENA | SOCIEDAD AUSTRAL DE TRANSMISIÓN TRONCAL S.A. | MARIA ELENA | 440391 | 7543344.0104 | 19K | 19 | K | S | -69 | -2456655.9896 | -0.38605 | 6378613.377 | -0.0093451 | -0.69763 | -0.59873 | -0.73486 | -0.70083 | -1.3393 | 0.0050546 | 4.2582e-05 | 1.6741e-07 | -2445971.1583 | -0.0016751 | 2.5256e-07 | -0.0093451 | -0.38772 | -0.0093453 | -0.010094 | -0.3877 | -0.38771 | -22.2143 | -69.5784 | -69 | -34 | -42.08 | -22 | -12 | -51.317 | 22°12 ' 51,317 "S | 69°34 ' 42,08 " | -22.2143 | -69.5784
1902 | S/E MEJILLONES | ENGIE ENERGÍA CHILE S.A. | MEJILLONES | 354648.94 | 7445230.31 | 19K | 19 | K | S | -69 | -2554769.69 | -0.40146 | 6378846.8563 | -0.022786 | -0.71939 | -0.60954 | -0.76116 | -0.72325 | -1.3776 | 0.0050546 | 4.2582e-05 | 1.6741e-07 | -2543755.3287 | -0.0017267 | 1.4825e-06 | -0.022786 | -0.40319 | -0.022788 | -0.02477 | -0.40308 | -0.40309 | -23.0952 | -70.4192 | -70 | -25 | -9.161 | -23 | -5 | -42.884 | 23°5 ' 42,884 "S | 70°25 ' 9,161 " | -23.0946 | -70.4189 | si | Mejillones110/Mejillones220
1903 | S/E MINSAL | AES ANDES S.A. | SAN PEDRO DE ATACAMA | 561296.71 | 7399142.03 | 19K | 19 | K | S | -69 | -2600857.97 | -0.40871 | 6378958.9906 | 0.0096092 | -0.72938 | -0.61418 | -0.77339 | -0.73359 | -1.395 | 0.0050546 | 4.2582e-05 | 1.6741e-07 | -2589692.5574 | -0.0017504 | 2.6201e-07 | 0.0096092 | -0.41046 | 0.0096093 | 0.010479 | -0.41044 | -0.41045 | -23.5168 | -68.3996 | -68 | -23 | -58.463 | -23 | -31 | -0.434 | 23°31 ' 0,434 "S | 68°23 ' 58,463 "
1904 | S/E MOLYCOP | MOLY-COP CHILE S.A. | MEJILLONES | 356356.19 | 7446047.45 | 19K | 19 | K | S | -69 | -2553952.55 | -0.40133 | 6378844.8822 | -0.022519 | -0.71921 | -0.60946 | -0.76094 | -0.72307 | -1.3773 | 0.0050546 | 4.2582e-05 | 1.6741e-07 | -2542940.8886 | -0.0017263 | 1.448e-06 | -0.022519 | -0.40306 | -0.022521 | -0.024478 | -0.40295 | -0.40296 | -23.088 | -70.4025 | -70 | -24 | -8.888 | -23 | -5 | -16.854 | 23°5 ' 16,854 "S | 70°24 ' 8,888 "
1905 | S/E MONTURAQUI | MINERA ESCONDIDA LTDA. | ANTOFAGASTA | 566239 | 7321183.011 | 19J | 19 | J | S | -69 | -2678816.989 | -0.42096 | 6379152.1607 | 0.010384 | -0.74592 | -0.62136 | -0.79391 | -0.75078 | -1.4238 | 0.0050546 | 4.2582e-05 | 1.6741e-07 | -2667401.6412 | -0.0017895 | 3.0266e-07 | 0.010384 | -0.42275 | 0.010384 | 0.011386 | -0.42272 | -0.42273 | -24.2207 | -68.3476 | -68 | -20 | -51.523 | -24 | -13 | -14.547 | 24°13 ' 14,547 "S | 68°20 ' 51,523 "
1906 | S/E MUELLE | MINERA CENTINELA | MEJILLONES | 368314.42 | 7485880.23 | 19K | 19 | K | S | -69 | -2514119.77 | -0.39508 | 6378749.2503 | -0.020644 | -0.71046 | -0.60522 | -0.7503 | -0.71403 | -1.3619 | 0.0050546 | 4.2582e-05 | 1.6741e-07 | -2503240.6338 | -0.0017055 | 1.2234e-06 | -0.020644 | -0.39678 | -0.020646 | -0.022381 | -0.39669 | -0.3967 | -22.7293 | -70.2824 | -70 | -16 | -56.46 | -22 | -43 | -45.365 | 22°43 ' 45,365 "S | 70°16 ' 56,46 "
1907 | S/E NEURARA | MINERA ESCONDIDA LTDA. | ANTOFAGASTA | 553704 | 7327683.0109 | 19H | 19 | H | S | -69 | -2672316.9891 | -0.41993 | 6379135.8892 | 0.0084187 | -0.74456 | -0.6208 | -0.79221 | -0.74936 | -1.4215 | 0.0050546 | 4.2582e-05 | 1.6741e-07 | -2660922.2095 | -0.0017863 | 1.9913e-07 | 0.0084187 | -0.42172 | 0.0084188 | 0.009227 | -0.4217 | -0.42171 | -24.1625 | -68.4713 | -68 | -28 | -16.801 | -24 | -9 | -44.93 | 24°9 ' 44,93 "S | 68°28 ' 16,801 "
1908 | S/E NORGENER | AES ANDES S.A. | TOCOPILLA | 375103 | 7555952.0106 | 19K | 19 | K | S | -69 | -2444047.9894 | -0.38406 | 6378583.899 | -0.019581 | -0.69479 | -0.59725 | -0.73146 | -0.69791 | -1.3343 | 0.0050546 | 4.2582e-05 | 1.6741e-07 | -2433406.2775 | -0.0016684 | 1.1106e-06 | -0.019581 | -0.38573 | -0.019582 | -0.021132 | -0.38565 | -0.38566 | -22.0969 | -70.2108 | -70 | -12 | -38.725 | -22 | -5 | -48.809 | 22°5 ' 48,809 "S | 70°12 ' 38,725 " | -22.0969 | -70.2108 | si | Norgener220
1909 | S/E NUEVA ZALDIVAR | AES ANDES S.A. | ANTOFAGASTA | 493354.39 | 7327678.68 | 19J | 19 | J | S | -69 | -2672321.32 | -0.41994 | 6379135.9 | -0.0010418 | -0.74456 | -0.6208 | -0.79221 | -0.74936 | -1.4215 | 0.0050546 | 4.2582e-05 | 1.6741e-07 | -2660926.5268 | -0.0017863 | 3.0493e-09 | -0.0010418 | -0.42172 | -0.0010418 | -0.0011418 | -0.42172 | -0.42173 | -24.1634 | -69.0654 | -69 | -3 | -55.516 | -24 | -9 | -48.318 | 24°9 ' 48,318 "S | 69°3 ' 55,516 " | -24.1629 | -69.0643 | si | NvaZaldivar220
1910 | S/E O'HIGGINS | KELTI S.A. | ANTOFAGASTA | 376124.47 | 7379326.58 | 19K | 19 | K | S | -69 | -2620673.42 | -0.41182 | 6379007.6771 | -0.019419 | -0.73362 | -0.61608 | -0.77863 | -0.73799 | -1.4024 | 0.0050546 | 4.2582e-05 | 1.6741e-07 | -2609443.8116 | -0.0017604 | 1.0672e-06 | -0.019419 | -0.41358 | -0.01942 | -0.021205 | -0.4135 | -0.41351 | -23.6922 | -70.215 | -70 | -12 | -53.932 | -23 | -41 | -31.795 | 23°41 ' 31,795 "S | 70°12 ' 53,932 " | -23.692 | -70.2146 | si | Ohiggins220_BP1
1911 | S/E OGP1 | MINERA ESCONDIDA LTDA. | ANTOFAGASTA | 493488.65 | 7307355.63 | 19J | 19 | J | S | -69 | -2692644.37 | -0.42313 | 6379186.8742 | -0.0010207 | -0.74881 | -0.62255 | -0.79753 | -0.75379 | -1.4288 | 0.0050546 | 4.2582e-05 | 1.6741e-07 | -2681185.4327 | -0.0017963 | 2.9189e-09 | -0.0010207 | -0.42493 | -0.0010207 | -0.0011204 | -0.42492 | -0.42493 | -24.347 | -69.0642 | -69 | -3 | -51.089 | -24 | -20 | -49.126 | 24°20 ' 49,126 "S | 69°3 ' 51,089 " | -24.347 | -69.0642 | si | OGP1220
1912 | S/E OLAP | MINERA ESCONDIDA LTDA. | ANTOFAGASTA | 486226 | 7319282 | 19 | 1 |  | S | -177 | -2680718 | -0.42125 | 6379156.9252 | -0.0021592 | -0.74632 | -0.62153 | -0.79441 | -0.75119 | -1.4245 | 0.0050546 | 4.2582e-05 | 1.6741e-07 | -2669296.6461 | -0.0017904 | 1.3084e-08 | -0.0021592 | -0.42305 | -0.0021592 | -0.002368 | -0.42304 | -0.42305 | -24.2392 | -177.1357 | -177 | -8 | -8.429 | -24 | -14 | -21.172 | 24°14 ' 21,172 "S | 177°8 ' 8,429 "
1913 | S/E PAS3 | POZO ALMONTE SOLAR 3 S.A. | POZO ALMONTE | 419220.6 | 7760072.37 | 19K | 19 | K | S | -69 | -2239927.63 | -0.35199 | 6378123.8211 | -0.012665 | -0.64725 | -0.57032 | -0.67561 | -0.64929 | -1.2497 | 0.0050546 | 4.2582e-05 | 1.6741e-07 | -2230007.6885 | -0.0015553 | 4.7627e-07 | -0.012665 | -0.35354 | -0.012665 | -0.0135 | -0.35351 | -0.35352 | -20.2554 | -69.7735 | -69 | -46 | -24.485 | -20 | -15 | -19.264 | 20°15 ' 19,264 "S | 69°46 ' 24,485 "
1914 | S/E PEQ | PARQUE FOTOVOLTAICO NUEVO QUILLAGUA SPA | MARIA ELENA | 448876.65 | 7604872 | 19K | 19 | K | S | -69 | -2395128 | -0.37638 | 6378470.6726 | -0.008015 | -0.68365 | -0.59129 | -0.7182 | -0.68647 | -1.3146 | 0.0050546 | 4.2582e-05 | 1.6741e-07 | -2384655.2342 | -0.0016419 | 1.8723e-07 | -0.008015 | -0.37802 | -0.0080151 | -0.0086237 | -0.37801 | -0.37802 | -21.6587 | -69.4941 | -69 | -29 | -38.771 | -21 | -39 | -31.191 | 21°39 ' 31,191 "S | 69°29 ' 38,771 "
1915 | S/E PACIFICO | CGE TRANSMISIÓN S.A. | IQUIQUE | 380489.94 | 7765337.26 | 19K | 19 | K | S | -69 | -2234662.74 | -0.35116 | 6378112.391 | -0.018738 | -0.64599 | -0.56955 | -0.67416 | -0.64801 | -1.2474 | 0.0050546 | 4.2582e-05 | 1.6741e-07 | -2224761.9901 | -0.0015523 | 1.0431e-06 | -0.018738 | -0.35271 | -0.018739 | -0.019965 | -0.35265 | -0.35266 | -20.2058 | -70.1439 | -70 | -8 | -38.119 | -20 | -12 | -20.725 | 20°12 ' 20,725 "S | 70°8 ' 38,119 "
1916 | S/E PALAFITOS | CGE TRANSMISIÓN S.A. | IQUIQUE | 381795.55 | 7763961 | 19K | 19 | K | S | -69 | -2236039 | -0.35138 | 6378115.3767 | -0.018533 | -0.64632 | -0.56975 | -0.67454 | -0.64834 | -1.248 | 0.0050546 | 4.2582e-05 | 1.6741e-07 | -2226133.2307 | -0.0015531 | 1.0203e-06 | -0.018533 | -0.35293 | -0.018534 | -0.019749 | -0.35287 | -0.35288 | -20.2183 | -70.1315 | -70 | -7 | -53.46 | -20 | -13 | -5.779 | 20°13 ' 5,779 "S | 70°7 ' 53,46 "
1917 | S/E PARINACOTA | EMPRESA DE TRANSMISIÓN ELÉCTRICA TRANSEMEL S.A. | ARICA | 365816 | 7956453.0095 | 19K | 19 | K | S | -69 | -2043546.9905 | -0.32113 | 6377712.8751 | -0.02104 | -0.599 | -0.53933 | -0.62063 | -0.6003 | -1.1624 | 0.0050546 | 4.2582e-05 | 1.6741e-07 | -2034361.5271 | -0.0014402 | 1.343e-06 | -0.02104 | -0.32257 | -0.021041 | -0.022182 | -0.32249 | -0.3225 | -18.478 | -70.2709 | -70 | -16 | -15.292 | -18 | -28 | -40.942 | 18°28 ' 40,942 "S | 70°16 ' 15,292 "
1918 | S/E PLANTA OXIDOS | MINERA ESCONDIDA LTDA. | ANTOFAGASTA | 489363.86 | 7317763.59 | 19J | 19 | J | S | -69 | -2682236.41 | -0.42149 | 6379160.7326 | -0.0016673 | -0.74663 | -0.62166 | -0.79481 | -0.75152 | -1.4251 | 0.0050546 | 4.2582e-05 | 1.6741e-07 | -2670810.2619 | -0.0017912 | 7.7998e-09 | -0.0016673 | -0.42328 | -0.0016673 | -0.0018287 | -0.42328 | -0.42329 | -24.253 | -69.1048 | -69 | -6 | -17.2 | -24 | -15 | -10.631 | 24°15 ' 10,631 "S | 69°6 ' 17,2 "
1919 | S/E POZO ALMONTE | ENGIE ENERGÍA CHILE S.A. | POZO ALMONTE | 419118 | 7759834.33 | 19K | 19 | K | S | -69 | -2240165.67 | -0.35203 | 6378124.3384 | -0.012681 | -0.64731 | -0.57035 | -0.67568 | -0.64935 | -1.2498 | 0.0050546 | 4.2582e-05 | 1.6741e-07 | -2230244.8614 | -0.0015554 | 4.7747e-07 | -0.012681 | -0.35358 | -0.012681 | -0.013517 | -0.35355 | -0.35356 | -20.2575 | -69.7745 | -69 | -46 | -28.059 | -20 | -15 | -26.991 | 20°15 ' 26,991 "S | 69°46 ' 28,059 " | -20.2585 | -69.7733 | si | PAlmonte110/PAlmonte220
1920 | S/E PUKARA | CGE TRANSMISIÓN S.A. | ARICA | 363824.99 | 7955510 | 19K | 19 | K | S | -69 | -2044490 | -0.32128 | 6377714.7716 | -0.021352 | -0.59924 | -0.53949 | -0.6209 | -0.60054 | -1.1628 | 0.0050546 | 4.2582e-05 | 1.6741e-07 | -2035300.9205 | -0.0014408 | 1.3831e-06 | -0.021352 | -0.32272 | -0.021353 | -0.022512 | -0.32264 | -0.32265 | -18.4864 | -70.2898 | -70 | -17 | -23.396 | -18 | -29 | -11.158 | 18°29 ' 11,158 "S | 70°17 ' 23,396 "
1921 | S/E PUNTA NEGRA | MINERA ESCONDIDA LTDA. | ANTOFAGASTA | 508240 | 7303578.011 | 19J | 19 | J | S | -69 | -2696421.989 | -0.42372 | 6379196.3812 | 0.0012917 | -0.74959 | -0.62287 | -0.79852 | -0.75461 | -1.4302 | 0.0050546 | 4.2582e-05 | 1.6741e-07 | -2684951.1823 | -0.0017982 | 4.6719e-09 | 0.0012917 | -0.42552 | 0.0012917 | 0.0014182 | -0.42552 | -0.42553 | -24.3811 | -68.9187 | -68 | -55 | -7.483 | -24 | -22 | -51.925 | 24°22 ' 51,925 "S | 68°55 ' 7,483 "
1922 | S/E PURI | MINERA ESCONDIDA LTDA. | ANTOFAGASTA | 455217.4 | 7333121.01 | 19J | 19 | J | S | -69 | -2666878.99 | -0.41908 | 6379122.2991 | -0.0070202 | -0.74341 | -0.62032 | -0.79079 | -0.74817 | -1.4195 | 0.0050546 | 4.2582e-05 | 1.6741e-07 | -2655501.4563 | -0.0017836 | 1.3857e-07 | -0.0070202 | -0.42086 | -0.0070202 | -0.0076913 | -0.42085 | -0.42086 | -24.1136 | -69.4407 | -69 | -26 | -26.438 | -24 | -6 | -49.12 | 24°6 ' 49,12 "S | 69°26 ' 26,438 " | -24.1136 | -69.4407 | si | Puri220
1923 | S/E QUEBRADA BLANCA | COMPAÑÍA MINERA TECK QUEBRADA BLANCA S.A. | PICA | 521398.71 | 7678119.14 | 19K | 19 | K | S | -69 | -2321880.86 | -0.36487 | 6378304.6056 | 0.0033549 | -0.66667 | -0.58179 | -0.6982 | -0.6691 | -1.2844 | 0.0050546 | 4.2582e-05 | 1.6741e-07 | -2311665.8553 | -0.0016015 | 3.3099e-08 | 0.0033549 | -0.36647 | 0.0033549 | 0.0035935 | -0.36647 | -0.36647 | -20.9975 | -68.7941 | -68 | -47 | -38.782 | -20 | -59 | -50.874 | 20°59 ' 50,874 "S | 68°47 ' 38,782 "
1924 | S/E QUIANI | CGE TRANSMISIÓN S.A. | ARICA | 363281 | 7961886.3 | 19K | 19 | K | S | -69 | -2038113.7 | -0.32027 | 6377701.9626 | -0.021437 | -0.59764 | -0.5384 | -0.61909 | -0.59892 | -1.1599 | 0.0050546 | 4.2582e-05 | 1.6741e-07 | -2028949.0878 | -0.001437 | 1.3951e-06 | -0.021437 | -0.32171 | -0.021439 | -0.022594 | -0.32163 | -0.32164 | -18.4288 | -70.2946 | -70 | -17 | -40.387 | -18 | -25 | -43.616 | 18°25 ' 43,616 "S | 70°17 ' 40,387 "
1925 | S/E RADOMIRO TOMIC | CODELCO CHILE - DIVISIÓN RADOMIRO TOMIC | CALAMA | 513363.19 | 7545440.47 | 19K | 19 | K | S | -69 | -2454559.53 | -0.38572 | 6378608.467 | 0.002095 | -0.69716 | -0.59848 | -0.7343 | -0.70034 | -1.3385 | 0.0050546 | 4.2582e-05 | 1.6741e-07 | -2443881.8566 | -0.001674 | 1.2697e-08 | 0.002095 | -0.38739 | 0.002095 | 0.0022627 | -0.38739 | -0.3874 | -22.1963 | -68.8704 | -68 | -52 | -13.292 | -22 | -11 | -46.646 | 22°11 ' 46,646 "S | 68°52 ' 13,292 "
1926 | S/E RANDE | ENEL GREEN POWER CHILE S.A. | MARIA ELENA | 445762 | 7530614.0104 | 19K | 19 | K | S | -69 | -2469385.9896 | -0.38805 | 6378643.2626 | -0.0085031 | -0.7005 | -0.6002 | -0.73829 | -0.70377 | -1.3444 | 0.0050546 | 4.2582e-05 | 1.6741e-07 | -2458657.7987 | -0.0016819 | 2.0876e-07 | -0.0085031 | -0.38973 | -0.0085032 | -0.0091922 | -0.38971 | -0.38972 | -22.3294 | -69.5267 | -69 | -31 | -36.032 | -22 | -19 | -45.958 | 22°19 ' 45,958 "S | 69°31 ' 36,032 "
1927 | S/E SE021-A | SOCIEDAD QUÍMICA Y MINERA DE CHILE S.A. | MARIA ELENA | 432795.84 | 7542917.04 | 19K | 19 | K | S | -69 | -2457082.96 | -0.38611 | 6378614.3774 | -0.010536 | -0.69773 | -0.59878 | -0.73498 | -0.70093 | -1.3395 | 0.0050546 | 4.2582e-05 | 1.6741e-07 | -2446396.6715 | -0.0016753 | 3.2101e-07 | -0.010536 | -0.38779 | -0.010536 | -0.011381 | -0.38776 | -0.38777 | -22.2178 | -69.6521 | -69 | -39 | -7.423 | -22 | -13 | -4.2 | 22°13 ' 4,2 "S | 69°39 ' 7,423 "
1928 | S/E SVC DOMEYKO | MINERA ESCONDIDA LTDA. | ANTOFAGASTA | 489647.69 | 7318911.46 | 19J | 19 | J | S | -69 | -2681088.54 | -0.42131 | 6379157.8542 | -0.0016228 | -0.74639 | -0.62156 | -0.79451 | -0.75127 | -1.4247 | 0.0050546 | 4.2582e-05 | 1.6741e-07 | -2669666.0159 | -0.0017906 | 7.3903e-09 | -0.0016228 | -0.4231 | -0.0016228 | -0.0017798 | -0.4231 | -0.42311 | -24.2426 | -69.102 | -69 | -6 | -7.105 | -24 | -14 | -33.315 | 24°14 ' 33,315 "S | 69°6 ' 7,105 " | -30.5733
1929 | S/E SALAR | CODELCO CHILE - DIVISIÓN CHUQUICAMATA | CALAMA | 512755.57 | 7529512.96 | 19K | 19 | K | S | -69 | -2470487.04 | -0.38822 | 6378645.8533 | 0.0019997 | -0.70074 | -0.60033 | -0.73859 | -0.70402 | -1.3448 | 0.0050546 | 4.2582e-05 | 1.6741e-07 | -2459755.1073 | -0.0016825 | 1.1544e-08 | 0.0019997 | -0.3899 | 0.0019997 | 0.002162 | -0.3899 | -0.38991 | -22.3402 | -68.8761 | -68 | -52 | -34.057 | -22 | -20 | -24.678 | 22°20 ' 24,678 "S | 68°52 ' 34,057 " | -22.3409 | -68.8758 | si | Salar110/Salar220
1930 | S/E SIERRA GORDA | SIERRA GORDA SCM | SIERRA GORDA | 463190.31 | 7470100.37 | 19K | 19 | K | S | -69 | -2529899.63 | -0.39755 | 6378786.9944 | -0.0057706 | -0.71394 | -0.60692 | -0.75452 | -0.71762 | -1.368 | 0.0050546 | 4.2582e-05 | 1.6741e-07 | -2518967.7801 | -0.0017138 | 9.5393e-08 | -0.0057706 | -0.39927 | -0.0057707 | -0.0062632 | -0.39926 | -0.39927 | -22.8766 | -69.3589 | -69 | -21 | -31.883 | -22 | -52 | -35.607 | 22°52 ' 35,607 "S | 69°21 ' 31,883 "
1933 | S/E SOLAR JAMA | PLANTA SOLAR SAN PEDRO III SPA | CALAMA | 530964.65 | 7504205.26 | 19K | 19 | K | S | -69 | -2495794.74 | -0.3922 | 6378705.6512 | 0.0048544 | -0.70639 | -0.6032 | -0.74539 | -0.70984 | -1.3548 | 0.0050546 | 4.2582e-05 | 1.6741e-07 | -2484977.1692 | -0.0016959 | 6.7807e-08 | 0.0048544 | -0.39389 | 0.0048544 | 0.0052569 | -0.39389 | -0.3939 | -22.5686 | -68.6988 | -68 | -41 | -55.684 | -22 | -34 | -6.905 | 22°34 ' 6,905 "S | 68°41 ' 55,684 "
1934 | S/E SOPLADORES | CODELCO CHILE - DIVISIÓN CHUQUICAMATA | CALAMA | 511787 | 7532611.0104 | 19K | 19 | K | S | -69 | -2467388.9896 | -0.38773 | 6378638.5663 | 0.0018479 | -0.70005 | -0.59997 | -0.73776 | -0.70331 | -1.3436 | 0.0050546 | 4.2582e-05 | 1.6741e-07 | -2456667.5889 | -0.0016808 | 9.8617e-09 | 0.0018479 | -0.38941 | 0.0018479 | 0.0019974 | -0.38941 | -0.38942 | -22.3122 | -68.8856 | -68 | -53 | -8.001 | -22 | -18 | -43.944 | 22°18 ' 43,944 "S | 68°53 ' 8,001 "
1935 | S/E SPENCE | MINERA SPENCE S.A. | SIERRA GORDA | 471187 | 7478136.0106 | 19K | 19 | K | S | -69 | -2521863.9894 | -0.39629 | 6378767.7507 | -0.004517 | -0.71217 | -0.60606 | -0.75238 | -0.7158 | -1.3649 | 0.0050546 | 4.2582e-05 | 1.6741e-07 | -2510958.9482 | -0.0017096 | 5.851e-08 | -0.004517 | -0.398 | -0.004517 | -0.0049 | -0.398 | -0.39801 | -22.8041 | -69.2807 | -69 | -16 | -50.696 | -22 | -48 | -14.847 | 22°48 ' 14,847 "S | 69°16 ' 50,696 "
1936 | S/E SULFUROS | MINERA ESCONDIDA LTDA. | ANTOFAGASTA | 490290 | 7317939.011 | 19J | 19 | J | S | -69 | -2682060.989 | -0.42147 | 6379160.2926 | -0.0015221 | -0.7466 | -0.62165 | -0.79476 | -0.75148 | -1.425 | 0.0050546 | 4.2582e-05 | 1.6741e-07 | -2670635.3947 | -0.0017911 | 6.5008e-09 | -0.0015221 | -0.42326 | -0.0015221 | -0.0016695 | -0.42326 | -0.42327 | -24.2514 | -69.0957 | -69 | -5 | -44.351 | -24 | -15 | -4.949 | 24°15 ' 4,949 "S | 69°5 ' 44,351 " | -24.2514 | -69.0957 | si | Sulfuros220
1937 | S/E SUR | CGE TRANSMISIÓN S.A. | ANTOFAGASTA | 355227.45 | 7376639.48 | 19K | 19 | K | S | -69 | -2623360.52 | -0.41224 | 6379014.3011 | -0.022695 | -0.7342 | -0.61633 | -0.77934 | -0.73859 | -1.4034 | 0.0050546 | 4.2582e-05 | 1.6741e-07 | -2612122.241 | -0.0017618 | 1.457e-06 | -0.022695 | -0.414 | -0.022697 | -0.024786 | -0.41389 | -0.4139 | -23.7147 | -70.4202 | -70 | -25 | -12.568 | -23 | -42 | -52.868 | 23°42 ' 52,868 "S | 70°25 ' 12,568 "
1938 | S/E SUR VIEJO | SOCIEDAD QUÍMICA Y MINERA DE CHILE S.A. | POZO ALMONTE | 444091.79 | 7684906.01 | 19K | 19 | K | S | -69 | -2315093.99 | -0.3638 | 6378289.4313 | -0.0087654 | -0.66508 | -0.58087 | -0.69634 | -0.66747 | -1.2816 | 0.0050546 | 4.2582e-05 | 1.6741e-07 | -2304903.1558 | -0.0015977 | 2.2612e-07 | -0.0087654 | -0.3654 | -0.0087655 | -0.0093848 | -0.36538 | -0.36539 | -20.9354 | -69.5377 | -69 | -32 | -15.757 | -20 | -56 | -7.507 | 20°56 ' 7,507 "S | 69°32 ' 15,757 "
1939 | S/E TAMARUGAL | ENGIE ENERGÍA CHILE S.A. | POZO ALMONTE | 427575.69 | 7740734.85 | 19K | 19 | K | S | -69 | -2259265.15 | -0.35503 | 6378165.9947 | -0.011355 | -0.65187 | -0.5731 | -0.68096 | -0.654 | -1.2579 | 0.0050546 | 4.2582e-05 | 1.6741e-07 | -2249274.9617 | -0.0015663 | 3.8198e-07 | -0.011355 | -0.35659 | -0.011355 | -0.012117 | -0.35657 | -0.35658 | -20.4304 | -69.6943 | -69 | -41 | -39.307 | -20 | -25 | -49.487 | 20°25 ' 49,487 "S | 69°41 ' 39,307 "
1940 | S/E TAP OFF 003 | MINERA ESCONDIDA LTDA. | ANTOFAGASTA | 498891 | 7319618 | 19 | 1 |  | S | -177 | -2680382 | -0.4212 | 6379156.0829 | -0.00017385 | -0.74625 | -0.6215 | -0.79432 | -0.75112 | -1.4244 | 0.0050546 | 4.2582e-05 | 1.6741e-07 | -2668961.7074 | -0.0017903 | 8.4819e-11 | -0.00017385 | -0.42299 | -0.00017385 | -0.00019065 | -0.42299 | -0.423 | -24.2362 | -177.0109 | -177 | 0 | -39.324 | -24 | -14 | -10.463 | 24°14 ' 10,463 "S | 177°0 ' 39,324 "
1941 | S/E TAP OFF 534 | MINERA ESCONDIDA LTDA. | ANTOFAGASTA | 494844 | 7315572 | 19 | 1 |  | S | -177 | -2684428 | -0.42184 | 6379166.2308 | -0.00080826 | -0.74709 | -0.62185 | -0.79538 | -0.752 | -1.4259 | 0.0050546 | 4.2582e-05 | 1.6741e-07 | -2672994.9369 | -0.0017923 | 1.8323e-09 | -0.00080826 | -0.42363 | -0.00080826 | -0.00088663 | -0.42363 | -0.42364 | -24.2728 | -177.0508 | -177 | -3 | -2.881 | -24 | -16 | -21.99 | 24°16 ' 21,99 "S | 177°3 ' 2,881 "
1942 | S/E TAP OFF 535 | MINERA ESCONDIDA LTDA. | ANTOFAGASTA | 494740 | 7315687 | 19 | 1 |  | S | -177 | -2684313 | -0.42182 | 6379165.9423 | -0.00082456 | -0.74707 | -0.62184 | -0.79535 | -0.75197 | -1.4258 | 0.0050546 | 4.2582e-05 | 1.6741e-07 | -2672880.2996 | -0.0017922 | 1.907e-09 | -0.00082456 | -0.42361 | -0.00082456 | -0.00090451 | -0.42361 | -0.42362 | -24.2717 | -177.0518 | -177 | -3 | -6.568 | -24 | -16 | -18.25 | 24°16 ' 18,25 "S | 177°3 ' 6,568 "
1943 | S/E TAP OFF 536 | MINERA ESCONDIDA LTDA. | ANTOFAGASTA | 496529 | 7312692 | 19 | 1 |  | S | -177 | -2687308 | -0.42229 | 6379173.4613 | -0.00054411 | -0.74769 | -0.6221 | -0.79614 | -0.75263 | -1.4269 | 0.0050546 | 4.2582e-05 | 1.6741e-07 | -2675865.8584 | -0.0017937 | 8.3007e-10 | -0.00054411 | -0.42408 | -0.00054411 | -0.000597 | -0.42408 | -0.42409 | -24.2988 | -177.0342 | -177 | -2 | -3.14 | -24 | -17 | -55.65 | 24°17 ' 55,65 "S | 177°2 ' 3,14 "
1944 | S/E TAP OFF 537 | MINERA ESCONDIDA LTDA. | ANTOFAGASTA | 494662 | 7309163 | 19 | 1 |  | S | -177 | -2690837 | -0.42284 | 6379182.3291 | -0.00083678 | -0.74843 | -0.6224 | -0.79706 | -0.75339 | -1.4282 | 0.0050546 | 4.2582e-05 | 1.6741e-07 | -2679383.7475 | -0.0017954 | 1.9622e-09 | -0.00083678 | -0.42464 | -0.00083678 | -0.00091835 | -0.42464 | -0.42465 | -24.3307 | -177.0526 | -177 | -3 | -9.422 | -24 | -19 | -50.376 | 24°19 ' 50,376 "S | 177°3 ' 9,422 "
1945 | S/E TAP OFF 538 | MINERA ESCONDIDA LTDA. | ANTOFAGASTA | 494049 | 7307507 | 19 | 1 |  | S | -177 | -2692493 | -0.42311 | 6379186.4934 | -0.00093288 | -0.74877 | -0.62254 | -0.79749 | -0.75375 | -1.4288 | 0.0050546 | 4.2582e-05 | 1.6741e-07 | -2681034.5387 | -0.0017962 | 2.4382e-09 | -0.00093288 | -0.4249 | -0.00093288 | -0.0010239 | -0.4249 | -0.42491 | -24.3456 | -177.0587 | -177 | -3 | -31.2 | -24 | -20 | -44.213 | 24°20 ' 44,213 "S | 177°3 ' 31,2 "
1946 | S/E TAP OFF BARRILES | GRACE S.A. | TOCOPILLA | 389935.06 | 7548574.9 | 19K | 19 | K | S | -69 | -2451425.1 | -0.38522 | 6378601.1323 | -0.017255 | -0.69646 | -0.59812 | -0.73345 | -0.69962 | -1.3372 | 0.0050546 | 4.2582e-05 | 1.6741e-07 | -2440758.1373 | -0.0016723 | 8.6166e-07 | -0.017255 | -0.3869 | -0.017256 | -0.018631 | -0.38683 | -0.38684 | -22.1645 | -70.0675 | -70 | -4 | -2.988 | -22 | -9 | -52.306 | 22°9 ' 52,306 "S | 70°4 ' 2,988 " | -22.1643 | -70.0671 | si | Barriles220
1947 | S/E TAP OFF CERRO BALCON | ENGIE ENERGÍA CHILE S.A. | HUARA | 408637 | 7815629 | 19K | 19 | K | S | -69 | -2184371 | -0.34326 | 6378004.3398 | -0.014325 | -0.63385 | -0.56205 | -0.66018 | -0.63565 | -1.2255 | 0.0050546 | 4.2582e-05 | 1.6741e-07 | -2174654.9865 | -0.0015234 | 6.1314e-07 | -0.014325 | -0.34478 | -0.014325 | -0.01522 | -0.34474 | -0.34475 | -19.7529 | -69.872 | -69 | -52 | -19.303 | -19 | -45 | -10.389 | 19°45 ' 10,389 "S | 69°52 ' 19,303 "
1948 | S/E TAP OFF CHIZA | ENGIE ENERGÍA CHILE S.A. | HUARA | 392516.62 | 7863852.49 | 19K | 19 | K | S | -69 | -2136147.51 | -0.33568 | 6377902.6755 | -0.016852 | -0.62205 | -0.55455 | -0.6467 | -0.62367 | -1.2042 | 0.0050546 | 4.2582e-05 | 1.6741e-07 | -2126611.005 | -0.0014952 | 8.5318e-07 | -0.016852 | -0.33717 | -0.016853 | -0.017857 | -0.33713 | -0.33713 | -19.3163 | -70.0231 | -70 | -1 | -23.257 | -19 | -18 | -58.814 | 19°18 ' 58,814 "S | 70°1 ' 23,257 "
1949 | S/E TAP OFF CUYA | ENGIE ENERGÍA CHILE S.A. | CAMARONES | 375870.0103 | 7881134.031 | 19K | 19 | K | S | -69 | -2118865.969 | -0.33296 | 6377866.7102 | -0.019463 | -0.61779 | -0.55179 | -0.64186 | -0.61934 | -1.1965 | 0.0050546 | 4.2582e-05 | 1.6741e-07 | -2109394.3494 | -0.0014851 | 1.1401e-06 | -0.019463 | -0.33445 | -0.019464 | -0.020603 | -0.33438 | -0.33439 | -19.1592 | -70.1804 | -70 | -10 | -49.602 | -19 | -9 | -33.235 | 19°9 ' 33,235 "S | 70°10 ' 49,602 "
1950 | TAP OFF DESALANT | ENGIE ENERGÍA CHILE S.A. | ANTOFAGASTA | 358686.3 | 7396493.06 | 19K | 19 | K | S | -69 | -2603506.94 | -0.40912 | 6378965.4827 | -0.022153 | -0.72995 | -0.61443 | -0.77409 | -0.73418 | -1.396 | 0.0050546 | 4.2582e-05 | 1.6741e-07 | -2592332.9194 | -0.0017517 | 1.392e-06 | -0.022153 | -0.41087 | -0.022155 | -0.024161 | -0.41077 | -0.41078 | -23.5357 | -70.3844 | -70 | -23 | -3.66 | -23 | -32 | -8.57 | 23°32 ' 8,57 "S | 70°23 ' 3,66 "
1951 | S/E TAP OFF DOLORES | ENGIE ENERGÍA CHILE S.A. | HUARA | 400782.33 | 7830611.89 | 19K | 19 | K | S | -69 | -2169388.11 | -0.3409 | 6377972.5481 | -0.015556 | -0.6302 | -0.55975 | -0.656 | -0.63194 | -1.219 | 0.0050546 | 4.2582e-05 | 1.6741e-07 | -2159727.6229 | -0.0015147 | 7.2432e-07 | -0.015556 | -0.34242 | -0.015557 | -0.016514 | -0.34237 | -0.34238 | -19.6171 | -69.9462 | -69 | -56 | -46.306 | -19 | -37 | -1.643 | 19°37 ' 1,643 "S | 69°56 ' 46,306 "
1952 | S/E TAP OFF E.B. ALGORTA N°1 | ALGORTA NORTE S.A. | MEJILLONES | 364905.63 | 7440675.45 | 19K | 19 | K | S | -69 | -2559324.55 | -0.40218 | 6378857.8692 | -0.021178 | -0.72039 | -0.61001 | -0.76237 | -0.72428 | -1.3793 | 0.0050546 | 4.2582e-05 | 1.6741e-07 | -2548295.1527 | -0.0017291 | 1.2799e-06 | -0.021178 | -0.40391 | -0.02118 | -0.023029 | -0.40381 | -0.40382 | -23.1372 | -70.3195 | -70 | -19 | -10.157 | -23 | -8 | -14.094 | 23°8 ' 14,094 "S | 70°19 ' 10,157 "
1953 | S/E TAP OFF E.B. ALGORTA N°2 | ALGORTA NORTE S.A. | MEJILLONES | 378580.63 | 7441553.1 | 19K | 19 | K | S | -69 | -2558446.9 | -0.40204 | 6378855.746 | -0.019035 | -0.72019 | -0.60992 | -0.76214 | -0.72408 | -1.379 | 0.0050546 | 4.2582e-05 | 1.6741e-07 | -2547420.3981 | -0.0017286 | 1.034e-06 | -0.019035 | -0.40377 | -0.019036 | -0.020697 | -0.40369 | -0.4037 | -23.1304 | -70.1859 | -70 | -11 | -9.153 | -23 | -7 | -49.38 | 23°7 ' 49,38 "S | 70°11 ' 9,153 "
1954 | S/E TAP OFF E.C. ALGORTA | ALGORTA NORTE S.A. | MEJILLONES | 362255.16 | 7453111.55 | 19K | 19 | K | S | -69 | -2546888.45 | -0.40022 | 6378827.8368 | -0.021594 | -0.71767 | -0.60872 | -0.75906 | -0.72147 | -1.3746 | 0.0050546 | 4.2582e-05 | 1.6741e-07 | -2535900.1607 | -0.0017226 | 1.3328e-06 | -0.021594 | -0.40195 | -0.021596 | -0.023462 | -0.40185 | -0.40186 | -23.0247 | -70.3443 | -70 | -20 | -39.311 | -23 | -1 | -28.996 | 23°1 ' 28,996 "S | 70°20 ' 39,311 "
1955 | TAP OFF EL LOA | ENGIE ENERGÍA CHILE S.A. | MARIA ELENA | 432336.58 | 7535966.13 | 19K | 19 | K | S | -69 | -2464033.87 | -0.3872 | 6378630.6828 | -0.010608 | -0.69929 | -0.59959 | -0.73685 | -0.70254 | -1.3423 | 0.0050546 | 4.2582e-05 | 1.6741e-07 | -2453323.8873 | -0.001679 | 3.2512e-07 | -0.010608 | -0.38888 | -0.010608 | -0.011464 | -0.38886 | -0.38887 | -22.2806 | -69.6568 | -69 | -39 | -24.518 | -22 | -16 | -50.188 | 22°16 ' 50,188 "S | 69°39 ' 24,518 "
1956 | S/E TAP OFF EL NEGRO | ENGIE ENERGÍA CHILE S.A. | ANTOFAGASTA | 365612.29 | 7370899.61 | 19K | 19 | K | S | -69 | -2629100.39 | -0.41314 | 6379028.4679 | -0.021067 | -0.73542 | -0.61687 | -0.78085 | -0.73986 | -1.4056 | 0.0050546 | 4.2582e-05 | 1.6741e-07 | -2617843.6181 | -0.0017647 | 1.2545e-06 | -0.021067 | -0.41491 | -0.021069 | -0.023018 | -0.41481 | -0.41482 | -23.7674 | -70.3188 | -70 | -19 | -7.79 | -23 | -46 | -2.709 | 23°46 ' 2,709 "S | 70°19 ' 7,79 " | -23.7673 | -70.3187
1957 | S/E TAP OFF EL AGUILA | ENGIE ENERGÍA CHILE S.A. | ARICA | 408560.4916 | 7956805.7546 | 19K | 19 | K | S | -69 | -2043194.2454 | -0.32107 | 6377712.1658 | -0.014337 | -0.59891 | -0.53927 | -0.62053 | -0.60021 | -1.1622 | 0.0050546 | 4.2582e-05 | 1.6741e-07 | -2034010.1349 | -0.00144 | 6.237e-07 | -0.014337 | -0.32251 | -0.014338 | -0.015116 | -0.32248 | -0.32249 | -18.4771 | -69.8661 | -69 | -51 | -57.92 | -18 | -28 | -37.686 | 18°28 ' 37,686 "S | 69°51 ' 57,92 "
1958 | TAP OFF ENLACE | MINERA ANTUCOYA | MARIA ELENA | 435687 | 7489746.0106 | 19K | 19 | K | S | -69 | -2510253.9894 | -0.39447 | 6378740.0319 | -0.010082 | -0.7096 | -0.6048 | -0.74927 | -0.71315 | -1.3604 | 0.0050546 | 4.2582e-05 | 1.6741e-07 | -2499387.8096 | -0.0017035 | 2.9196e-07 | -0.010082 | -0.39617 | -0.010083 | -0.010929 | -0.39615 | -0.39616 | -22.6983 | -69.6262 | -69 | -37 | -34.194 | -22 | -41 | -53.753 | 22°41 ' 53,753 "S | 69°37 ' 34,194 " | -22.6992 | -69.6269 | si | TO_Enlace220
1959 | TAP OFF ENLACE ANTUCOYA | MINERA ANTUCOYA | MARIA ELENA | 410370 | 7488552.0106 | 19K | 19 | K | S | -69 | -2511447.9894 | -0.39466 | 6378742.8779 | -0.014051 | -0.70987 | -0.60493 | -0.74959 | -0.71342 | -1.3609 | 0.0050546 | 4.2582e-05 | 1.6741e-07 | -2500577.806 | -0.0017041 | 5.6697e-07 | -0.014051 | -0.39636 | -0.014052 | -0.015232 | -0.39632 | -0.39633 | -22.7079 | -69.8727 | -69 | -52 | -21.742 | -22 | -42 | -28.424 | 22°42 ' 28,424 "S | 69°52 ' 21,742 "
1960 | S/E TAP OFF ESTACION DE BOMBEO 1 HMC | HALDEMAN MINING COMPANY S.A. | POZO ALMONTE | 444186.89 | 7756746.55 | 19K | 19 | K | S | -69 | -2243253.45 | -0.35251 | 6378131.053 | -0.0087507 | -0.64805 | -0.5708 | -0.67654 | -0.6501 | -1.2511 | 0.0050546 | 4.2582e-05 | 1.6741e-07 | -2233321.3997 | -0.0015572 | 2.2728e-07 | -0.0087507 | -0.35407 | -0.0087508 | -0.0093292 | -0.35405 | -0.35406 | -20.2863 | -69.5345 | -69 | -32 | -4.296 | -20 | -17 | -10.661 | 20°17 ' 10,661 "S | 69°32 ' 4,296 "
1961 | S/E TAP OFF ESTACION DE BOMBEO 2 HMC | HALDEMAN MINING COMPANY S.A. | POZO ALMONTE | 457691.57 | 7761292.23 | 19K | 19 | K | S | -69 | -2238707.77 | -0.3518 | 6378121.1708 | -0.0066334 | -0.64696 | -0.57014 | -0.67528 | -0.64899 | -1.2491 | 0.0050546 | 4.2582e-05 | 1.6741e-07 | -2228792.2726 | -0.0015546 | 1.3067e-07 | -0.0066334 | -0.35335 | -0.0066334 | -0.0070701 | -0.35334 | -0.35335 | -20.2456 | -69.4051 | -69 | -24 | -18.315 | -20 | -14 | -44.038 | 20°14 ' 44,038 "S | 69°24 ' 18,315 "
1962 | S/E TAP OFF ESTACION DE BOMBEO N°2 | MINERA ESCONDIDA LTDA. | ANTOFAGASTA | 409108 | 7363508.0109 | 19K | 19 | K | S | -69 | -2636491.9891 | -0.4143 | 6379046.7463 | -0.014249 | -0.73699 | -0.61756 | -0.7828 | -0.74149 | -1.4083 | 0.0050546 | 4.2582e-05 | 1.6741e-07 | -2625211.4588 | -0.0017684 | 5.7327e-07 | -0.014249 | -0.41607 | -0.014249 | -0.015577 | -0.41603 | -0.41604 | -23.8372 | -69.8925 | -69 | -53 | -32.949 | -23 | -50 | -14.03 | 23°50 ' 14,03 "S | 69°53 ' 32,949 "
1963 | S/E TAP OFF ESTACION DE BOMBEO N°3 | MINERA ESCONDIDA LTDA. | ANTOFAGASTA | 451190 | 7335907.0109 | 19J | 19 | J | S | -69 | -2664092.9891 | -0.41864 | 6379115.3448 | -0.0076515 | -0.74283 | -0.62007 | -0.79006 | -0.74756 | -1.4185 | 0.0050546 | 4.2582e-05 | 1.6741e-07 | -2652724.3041 | -0.0017822 | 1.6468e-07 | -0.0076515 | -0.42042 | -0.0076516 | -0.0083813 | -0.42041 | -0.42042 | -24.0884 | -69.4802 | -69 | -28 | -48.768 | -24 | -5 | -18.104 | 24°5 ' 18,104 "S | 69°28 ' 48,768 "
1964 | S/E TAP OFF ESTACION DE BOMBEO N°4 | MINERA ESCONDIDA LTDA. | ANTOFAGASTA | 472435 | 7323853.0109 | 19J | 19 | J | S | -69 | -2676146.9891 | -0.42054 | 6379145.4733 | -0.0043211 | -0.74536 | -0.62113 | -0.79322 | -0.75019 | -1.4229 | 0.0050546 | 4.2582e-05 | 1.6741e-07 | -2664740.0841 | -0.0017882 | 5.2433e-08 | -0.0043211 | -0.42232 | -0.0043211 | -0.0047373 | -0.42232 | -0.42233 | -24.1977 | -69.2714 | -69 | -16 | -17.142 | -24 | -11 | -51.892 | 24°11 ' 51,892 "S | 69°16 ' 17,142 "
1965 | S/E TAP OFF LA CRUZ | AES ANDES S.A. | MARIA ELENA | 432063.6 | 7536161.94 | 19K | 19 | K | S | -69 | -2463838.06 | -0.38717 | 6378630.2229 | -0.010651 | -0.69925 | -0.59956 | -0.7368 | -0.70249 | -1.3422 | 0.0050546 | 4.2582e-05 | 1.6741e-07 | -2453128.744 | -0.0016789 | 3.2776e-07 | -0.010651 | -0.38885 | -0.010651 | -0.01151 | -0.38883 | -0.38884 | -22.2788 | -69.6595 | -69 | -39 | -34.027 | -22 | -16 | -43.781 | 22°16 ' 43,781 "S | 69°39 ' 34,027 " | -22.2792 | -69.659 | si | LaCruz220
1966 | S/E TAP OFF LA NEGRA | CGE TRANSMISIÓN S.A. | ANTOFAGASTA | 365081.91 | 7369250.07 | 19K | 19 | K | S | -69 | -2630749.93 | -0.4134 | 6379032.5436 | -0.02115 | -0.73577 | -0.61703 | -0.78129 | -0.74022 | -1.4062 | 0.0050546 | 4.2582e-05 | 1.6741e-07 | -2619487.8506 | -0.0017655 | 1.2641e-06 | -0.02115 | -0.41517 | -0.021152 | -0.023111 | -0.41507 | -0.41508 | -23.7823 | -70.3242 | -70 | -19 | -27.067 | -23 | -46 | -56.172 | 23°46 ' 56,172 "S | 70°19 ' 27,067 " | -23.7824 | -70.3238 | si | LaNegra110
1967 | S/E TAP OFF LICANCABUR | MINERA CENTINELA | MEJILLONES | 370514.66 | 7486704.61 | 19K | 19 | K | S | -69 | -2513295.39 | -0.39495 | 6378747.2835 | -0.020299 | -0.71028 | -0.60513 | -0.75008 | -0.71384 | -1.3616 | 0.0050546 | 4.2582e-05 | 1.6741e-07 | -2502419.0153 | -0.0017051 | 1.183e-06 | -0.020299 | -0.39665 | -0.020301 | -0.022006 | -0.39656 | -0.39657 | -22.722 | -70.2609 | -70 | -15 | -39.096 | -22 | -43 | -19.175 | 22°43 ' 19,175 "S | 70°15 ' 39,096 "
1968 | S/E TAP OFF LLANOS | ATACAMA MINERALS CHILE S.C.M. | ANTOFAGASTA | 419872.8 | 7355889.09 | 19K | 19 | K | S | -69 | -2644110.91 | -0.4155 | 6379065.6277 | -0.012561 | -0.73861 | -0.61827 | -0.78481 | -0.74317 | -1.4111 | 0.0050546 | 4.2582e-05 | 1.6741e-07 | -2632805.9571 | -0.0017722 | 4.4504e-07 | -0.012561 | -0.41727 | -0.012561 | -0.013739 | -0.41724 | -0.41725 | -23.9066 | -69.7872 | -69 | -47 | -13.951 | -23 | -54 | -23.823 | 23°54 ' 23,823 "S | 69°47 ' 13,951 "
1969 | S/E TAP OFF MAL PASO | ENGIE ENERGÍA CHILE S.A. | ARICA | 368272 | 7940778.0095 | 19K | 19 | K | S | -69 | -2059221.9905 | -0.32359 | 6377744.4975 | -0.020654 | -0.60294 | -0.54198 | -0.62506 | -0.60429 | -1.1695 | 0.0050546 | 4.2582e-05 | 1.6741e-07 | -2049976.5276 | -0.0014496 | 1.2922e-06 | -0.020654 | -0.32504 | -0.020656 | -0.021794 | -0.32497 | -0.32498 | -18.6198 | -70.2487 | -70 | -14 | -55.269 | -18 | -37 | -11.398 | 18°37 ' 11,398 "S | 70°14 ' 55,269 "
1970 | TAP OFF MOVIL | SOCIEDAD QUÍMICA Y MINERA DE CHILE S.A. | MARIA ELENA |  |  | 19 | 1 |  | S | -177 | #VALUE! | #VALUE! | #VALUE! | #VALUE! | #VALUE! | #VALUE! | #VALUE! | #VALUE! | #VALUE! | 0.0050546 | 4.2582e-05 | 1.6741e-07 | #VALUE! | #VALUE! | #VALUE! | #VALUE! | #VALUE! | #VALUE! | #VALUE! | #VALUE! | #VALUE! | #VALUE! | #VALUE! | #VALUE! | #VALUE! | #VALUE! | #VALUE! | #VALUE! | #VALUE! | #VALUE! | #VALUE!
1971 | S/E TAP OFF NUEVA VICTORIA | SOCIEDAD QUÍMICA Y MINERA DE CHILE S.A. | POZO ALMONTE | 430128.51 | 7682849.67 | 19K | 19 | K | S | -69 | -2317150.33 | -0.36412 | 6378294.0251 | -0.010955 | -0.66556 | -0.58115 | -0.6969 | -0.66796 | -1.2824 | 0.0050546 | 4.2582e-05 | 1.6741e-07 | -2306952.1673 | -0.0015989 | 3.5309e-07 | -0.010955 | -0.36572 | -0.010955 | -0.01173 | -0.3657 | -0.36571 | -20.9535 | -69.6721 | -69 | -40 | -19.495 | -20 | -57 | -12.679 | 20°57 ' 12,679 "S | 69°40 ' 19,495 "
1972 | S/E TAP OFF OESTE | AES ANDES S.A. | SAN PEDRO DE ATACAMA | 538778.28 | 7379992.66 | 19K | 19 | K | S | -69 | -2620007.34 | -0.41171 | 6379006.0359 | 0.006079 | -0.73348 | -0.61602 | -0.77845 | -0.73785 | -1.4022 | 0.0050546 | 4.2582e-05 | 1.6741e-07 | -2608779.8821 | -0.0017601 | 1.0459e-07 | 0.006079 | -0.41347 | 0.0060791 | 0.0066384 | -0.41347 | -0.41348 | -23.6904 | -68.6196 | -68 | -37 | -10.729 | -23 | -41 | -25.617 | 23°41 ' 25,617 "S | 68°37 ' 10,729 " | -23.6902 | -68.6197 | si | Oeste220
1973 | S/E TAP OFF PALESTINA | MINERA MERIDIAN LTDA. | ANTOFAGASTA | 420214.15 | 7355636.02 | 19K | 19 | K | S | -69 | -2644363.98 | -0.41554 | 6379066.2556 | -0.012507 | -0.73866 | -0.61829 | -0.78487 | -0.74323 | -1.4112 | 0.0050546 | 4.2582e-05 | 1.6741e-07 | -2633058.217 | -0.0017723 | 4.4125e-07 | -0.012507 | -0.41731 | -0.012508 | -0.013681 | -0.41728 | -0.41729 | -23.9089 | -69.7839 | -69 | -47 | -1.928 | -23 | -54 | -32.112 | 23°54 ' 32,112 "S | 69°47 ' 1,928 " | -23.9092 | -69.7836 | si | Palestina220
1976 | TAP OFF QUIANI | CGE TRANSMISIÓN S.A. | ARICA | 364365.33 | 7958783.56 | 19K | 19 | K | S | -69 | -2041216.44 | -0.32076 | 6377708.1912 | -0.021267 | -0.59842 | -0.53893 | -0.61997 | -0.59971 | -1.1613 | 0.0050546 | 4.2582e-05 | 1.6741e-07 | -2032039.9171 | -0.0014388 | 1.3726e-06 | -0.021267 | -0.3222 | -0.021269 | -0.022419 | -0.32213 | -0.32213 | -18.4569 | -70.2845 | -70 | -17 | -4.182 | -18 | -27 | -24.797 | 18°27 ' 24,797 "S | 70°17 ' 4,182 "
1977 | TAP OFF QUILLAGUA | PARQUE FOTOVOLTAICO NUEVO QUILLAGUA SPA | MARIA ELENA | 446712.14 | 7604906.76 | 19K | 19 | K | S | -69 | -2395093.24 | -0.37637 | 6378470.5928 | -0.0083543 | -0.68364 | -0.59129 | -0.71819 | -0.68647 | -1.3146 | 0.0050546 | 4.2582e-05 | 1.6741e-07 | -2384620.5951 | -0.0016419 | 2.0342e-07 | -0.0083543 | -0.37801 | -0.0083544 | -0.0089888 | -0.378 | -0.37801 | -21.6583 | -69.515 | -69 | -30 | -54.076 | -21 | -39 | -29.832 | 21°39 ' 29,832 "S | 69°30 ' 54,076 "
1978 | S/E TAP OFF SAIRECABUR | MINERA CENTINELA | MEJILLONES | 374266.62 | 7489749.7 | 19K | 19 | K | S | -69 | -2510250.3 | -0.39447 | 6378740.0231 | -0.019711 | -0.7096 | -0.6048 | -0.74927 | -0.71315 | -1.3604 | 0.0050546 | 4.2582e-05 | 1.6741e-07 | -2499384.1326 | -0.0017035 | 1.1159e-06 | -0.019711 | -0.39617 | -0.019713 | -0.021364 | -0.39609 | -0.3961 | -22.6948 | -70.2241 | -70 | -13 | -26.714 | -22 | -41 | -41.189 | 22°41 ' 41,189 "S | 70°13 ' 26,714 "
1980 | TAP OFF TAMARUGAL | SPS LA HUAYCA S.A. | POZO ALMONTE | 427723.95 | 7740649.75 | 19K | 19 | K | S | -69 | -2259350.25 | -0.35504 | 6378166.181 | -0.011332 | -0.65189 | -0.57312 | -0.68099 | -0.65402 | -1.258 | 0.0050546 | 4.2582e-05 | 1.6741e-07 | -2249359.7534 | -0.0015664 | 3.8042e-07 | -0.011332 | -0.35661 | -0.011332 | -0.012092 | -0.35658 | -0.35659 | -20.4312 | -69.6928 | -69 | -41 | -34.204 | -20 | -25 | -52.276 | 20°25 ' 52,276 "S | 69°41 ' 34,204 "
1981 | S/E TAP OFF URIBE | EMPRESA DE TRANSMISIÓN ELÉCTRICA TRANSEMEL S.A. | ANTOFAGASTA | 364201.34 | 7386845.17 | 19K | 19 | K | S | -69 | -2613154.83 | -0.41064 | 6378989.1706 | -0.021288 | -0.73202 | -0.61536 | -0.77665 | -0.73633 | -1.3996 | 0.0050546 | 4.2582e-05 | 1.6741e-07 | -2601949.5262 | -0.0017566 | 1.2838e-06 | -0.021288 | -0.41239 | -0.02129 | -0.023234 | -0.4123 | -0.4123 | -23.6233 | -70.3312 | -70 | -19 | -52.367 | -23 | -37 | -23.911 | 23°37 ' 23,911 "S | 70°19 ' 52,367 "
1982 | S/E TAP OFF VITOR | ENGIE ENERGÍA CHILE S.A. | CAMARONES | 377547 | 7905090.0096 | 19K | 19 | K | S | -69 | -2094909.9904 | -0.3292 | 6377817.2656 | -0.0192 | -0.61185 | -0.5479 | -0.63512 | -0.61332 | -1.1857 | 0.0050546 | 4.2582e-05 | 1.6741e-07 | -2085528.7958 | -0.0014709 | 1.1124e-06 | -0.0192 | -0.33067 | -0.019201 | -0.020298 | -0.33061 | -0.33062 | -18.9429 | -70.163 | -70 | -9 | -46.765 | -18 | -56 | -34.344 | 18°56 ' 34,344 "S | 70°9 ' 46,765 "
1983 | S/E TAP OFF VITOR N°2 MOVIL | ENGIE ENERGÍA CHILE S.A. | CAMARONES | 377563.2133 | 7905096.0114 | 19K | 19 | K | S | -69 | -2094903.9886 | -0.3292 | 6377817.2533 | -0.019197 | -0.61185 | -0.5479 | -0.63512 | -0.61332 | -1.1857 | 0.0050546 | 4.2582e-05 | 1.6741e-07 | -2085522.8168 | -0.0014709 | 1.1121e-06 | -0.019197 | -0.33067 | -0.019198 | -0.020295 | -0.33061 | -0.33061 | -18.9428 | -70.1628 | -70 | -9 | -46.21 | -18 | -56 | -34.152 | 18°56 ' 34,152 "S | 70°9 ' 46,21 "
1984 | S/E TARAPACA | TRANSELEC S.A. | IQUIQUE | 375938.88 | 7698808.47 | 19K | 19 | K | S | -69 | -2301191.53 | -0.36161 | 6378258.4614 | -0.019451 | -0.66181 | -0.57897 | -0.69252 | -0.66413 | -1.2757 | 0.0050546 | 4.2582e-05 | 1.6741e-07 | -2291050.358 | -0.00159 | 1.1153e-06 | -0.019451 | -0.3632 | -0.019452 | -0.020806 | -0.36313 | -0.36314 | -20.8065 | -70.1921 | -70 | -11 | -31.625 | -20 | -48 | -23.411 | 20°48 ' 23,411 "S | 70°11 ' 31,625 " | -20.8072 | -70.1923 | si | Tarapaca220
1985 | S/E TOCOPILLA | CGE TRANSMISIÓN S.A. | TOCOPILLA | 374976.99 | 7555842.01 | 19K | 19 | K | S | -69 | -2444157.99 | -0.38408 | 6378584.1557 | -0.0196 | -0.69481 | -0.59726 | -0.73149 | -0.69793 | -1.3344 | 0.0050546 | 4.2582e-05 | 1.6741e-07 | -2433515.9012 | -0.0016684 | 1.1128e-06 | -0.0196 | -0.38575 | -0.019602 | -0.021153 | -0.38567 | -0.38568 | -22.0979 | -70.212 | -70 | -12 | -43.153 | -22 | -5 | -52.353 | 22°5 ' 52,353 "S | 70°12 ' 43,153 " | -22.0979 | -70.212 | si | Tocopilla110/Tocopilla220_BP1
1986 | S/E UJINA | COMPAÑÍA DOÑA INÉS DE COLLAHUASI SCM | PICA | 542390.53 | 7680201.58 | 19K | 19 | K | S | -69 | -2319798.42 | -0.36454 | 6378299.9458 | 0.0066461 | -0.66618 | -0.58151 | -0.69763 | -0.6686 | -1.2835 | 0.0050546 | 4.2582e-05 | 1.6741e-07 | -2309590.8265 | -0.0016004 | 1.2992e-07 | 0.0066461 | -0.36614 | 0.0066461 | 0.0071178 | -0.36613 | -0.36614 | -20.9783 | -68.5922 | -68 | -35 | -31.852 | -20 | -58 | -41.827 | 20°58 ' 41,827 "S | 68°35 ' 31,852 "
1987 | S/E URIBE | CGE TRANSMISIÓN S.A. | ANTOFAGASTA | 369971.13 | 7389270.79 | 19K | 19 | K | S | -69 | -2610729.21 | -0.41026 | 6378983.2087 | -0.020384 | -0.7315 | -0.61513 | -0.776 | -0.73579 | -1.3987 | 0.0050546 | 4.2582e-05 | 1.6741e-07 | -2599531.7612 | -0.0017554 | 1.1774e-06 | -0.020384 | -0.41201 | -0.020385 | -0.022243 | -0.41192 | -0.41193 | -23.6019 | -70.2745 | -70 | -16 | -28.027 | -23 | -36 | -6.765 | 23°36 ' 6,765 "S | 70°16 ' 28,027 "
1988 | S/E VALLE DE LOS VIENTOS | ENEL GREEN POWER CHILE S.A. | CALAMA | 518166.49 | 7514025.75 | 19K | 19 | K | S | -69 | -2485974.25 | -0.39065 | 6378682.3898 | 0.002848 | -0.70421 | -0.60209 | -0.74276 | -0.70759 | -1.3509 | 0.0050546 | 4.2582e-05 | 1.6741e-07 | -2475189.8262 | -0.0016907 | 2.3369e-08 | 0.002848 | -0.39234 | 0.002848 | 0.0030822 | -0.39234 | -0.39235 | -22.4801 | -68.8234 | -68 | -49 | -24.252 | -22 | -28 | -48.187 | 22°28 ' 48,187 "S | 68°49 ' 24,252 "
1989 | S/E ZALDIVAR | COMPAÑÍA MINERA ZALDÍVAR SPA | ANTOFAGASTA | 493332.66 | 7327443.68 | 19J | 19 | J | S | -69 | -2672556.32 | -0.41997 | 6379136.4878 | -0.0010452 | -0.74461 | -0.62082 | -0.79228 | -0.74941 | -1.4216 | 0.0050546 | 4.2582e-05 | 1.6741e-07 | -2661160.7823 | -0.0017864 | 3.0691e-09 | -0.0010452 | -0.42176 | -0.0010452 | -0.0011456 | -0.42176 | -0.42177 | -24.1655 | -69.0656 | -69 | -3 | -56.29 | -24 | -9 | -55.959 | 24°9 ' 55,959 "S | 69°3 ' 56,29 "
1990 | S/E LAS VEGAS (AES ANDES) | AES ANDES S.A. | LLAYLLAY | 311734 | 6364271 | 19H | 19 | H | S | -69 | -3635729 | -0.57133 | 6381835.0312 | -0.0295 | -0.90974 | -0.64372 | -1.0262 | -0.93058 | -1.7028 | 0.0050546 | 4.2582e-05 | 1.6741e-07 | -3621871.369 | -0.0021714 | 2.0751e-06 | -0.0295 | -0.5735 | -0.029505 | -0.03511 | -0.57322 | -0.57323 | -32.8435 | -71.0116 | -71 | 0 | -41.898 | -32 | -50 | -36.553 | 32°50 ' 36,553 "S | 71°0 ' 41,898 " | -32.8435 | -71.0116 | si | LVegas110_exp
1993 | S/E CENTRAL CHILOE | ELEKTRA GENERACIÓN S.A. | QUELLÓN | 612683.64 | 5228101.77 | 18G | 18 | G | S | -75 | -4771898.23 | -0.74987 | 6385521.4843 | 0.017647 | -0.99748 | -0.53415 | -1.2486 | -1.07 | -1.8787 | 0.0050546 | 4.2582e-05 | 1.6741e-07 | -4756847.0143 | -0.0023571 | 5.6194e-07 | 0.017647 | -0.75223 | 0.017648 | 0.024165 | -0.75208 | -0.75209 | -43.0914 | -73.6155 | -73 | -36 | -55.71 | -43 | -5 | -29.149 | 43°5 ' 29,149 "S | 73°36 ' 55,71 "
1994 | S/E CENTRAL EL ROMERO | ACCIONA ENERGÍA CHILE HOLDINGS S.A. | VALLENAR | 313261.82 | 6778165.43 | 19J | 19 | J | S | -69 | -3221834.57 | -0.50629 | 6380610.0726 | -0.029267 | -0.8482 | -0.64874 | -0.93039 | -0.85997 | -1.5987 | 0.0050546 | 4.2582e-05 | 1.6741e-07 | -3208884.6078 | -0.0020296 | 2.2075e-06 | -0.029266 | -0.50832 | -0.029271 | -0.033495 | -0.50808 | -0.50809 | -29.1113 | -70.9191 | -70 | -55 | -8.759 | -29 | -6 | -40.548 | 29°6 ' 40,548 "S | 70°55 ' 8,759 "
1996 | S/E ARMERILLO | ALFA TRANSMISORA DE ENERGÍA S.A. | SAN CLEMENTE | 320890.78 | 6037316.52 | 19H | 19 | H | S | -69 | -3962683.48 | -0.62271 | 6382857.356 | -0.028061 | -0.94753 | -0.62521 | -1.0965 | -0.97866 | -1.7686 | 0.0050546 | 4.2582e-05 | 1.6741e-07 | -3948281.7727 | -0.0022563 | 1.7508e-06 | -0.028061 | -0.62496 | -0.028065 | -0.034592 | -0.62468 | -0.62469 | -35.7919 | -70.982 | -70 | -58 | -55.074 | -35 | -47 | -30.963 | 35°47 ' 30,963 "S | 70°58 ' 55,074 "
1997 | TAP OFF RIO COLORADO | HIDROELÉCTRICA RÍO COLORADO S.A. | SAN CLEMENTE | 324334.53 | 6035435.67 | 19H | 19 | H | S | -69 | -3964564.33 | -0.623 | 6382863.3535 | -0.027521 | -0.94772 | -0.62507 | -1.0969 | -0.97891 | -1.7689 | 0.0050546 | 4.2582e-05 | 1.6741e-07 | -3950159.9498 | -0.0022567 | 1.6834e-06 | -0.027521 | -0.62526 | -0.027525 | -0.033934 | -0.62498 | -0.62499 | -35.8095 | -70.9443 | -70 | -56 | -39.446 | -35 | -48 | -34.217 | 35°48 ' 34,217 "S | 70°56 ' 39,446 "
1998 | S/E CENTRAL RIO COLORADO | HIDROELÉCTRICA RÍO COLORADO S.A. | SAN CLEMENTE | 324853.46 | 6032862.85 | 19H | 19 | H | S | -69 | -3967137.15 | -0.62341 | 6382871.5594 | -0.02744 | -0.94797 | -0.62488 | -1.0974 | -0.97926 | -1.7694 | 0.0050546 | 4.2582e-05 | 1.6741e-07 | -3952729.122 | -0.0022573 | 1.6725e-06 | -0.02744 | -0.62566 | -0.027444 | -0.033844 | -0.62539 | -0.6254 | -35.8328 | -70.9391 | -70 | -56 | -20.81 | -35 | -49 | -58.012 | 35°49 ' 58,012 "S | 70°56 ' 20,81 "
1999 | S/E CENTRAL LA MINA | COLBÚN S.A. | SAN CLEMENTE | 342930.77 | 6033718.99 | 19H | 19 | H | S | -69 | -3966281.01 | -0.62327 | 6382868.8285 | -0.024608 | -0.94789 | -0.62494 | -1.0972 | -0.97915 | -1.7693 | 0.0050546 | 4.2582e-05 | 1.6741e-07 | -3951874.1948 | -0.0022571 | 1.3453e-06 | -0.024608 | -0.62553 | -0.02461 | -0.030349 | -0.62531 | -0.62532 | -35.8281 | -70.7389 | -70 | -44 | -20.012 | -35 | -49 | -41.26 | 35°49 ' 41,26 "S | 70°44 ' 20,012 "
2002 | S/E DOÑA CARMEN | ENERGÍA CERRO EL MORADO S.A. | LA LIGUA | 288114.16 | 6404266.09 | 19H | 19 | H | S | -69 | -3595733.91 | -0.56504 | 6381713.0136 | -0.033202 | -0.90445 | -0.64514 | -1.0173 | -0.92423 | -1.6938 | 0.0050546 | 4.2582e-05 | 1.6741e-07 | -3581953.5071 | -0.0021594 | 2.6497e-06 | -0.033202 | -0.5672 | -0.033208 | -0.039353 | -0.56685 | -0.56686 | -32.4787 | -71.2548 | -71 | -15 | -17.222 | -32 | -28 | -43.204 | 32°28 ' 43,204 "S | 71°15 ' 17,222 "
2003 | S/E DON HECTOR | TRANSELEC S.A. | VALLENAR | 311978.35 | 6776456.22 | 19J | 19 | J | S | -69 | -3223543.78 | -0.50656 | 6380614.9466 | -0.029468 | -0.84848 | -0.64876 | -0.9308 | -0.86029 | -1.5992 | 0.0050546 | 4.2582e-05 | 1.6741e-07 | -3210589.5862 | -0.0020302 | 2.2373e-06 | -0.029468 | -0.50859 | -0.029472 | -0.03373 | -0.50834 | -0.50835 | -29.1265 | -70.9326 | -70 | -55 | -57.259 | -29 | -7 | -35.372 | 29°7 ' 35,372 "S | 70°55 ' 57,259 " | -29.111 | -70.9191 | DonHector220
2004 | S/E EL PELICANO | EL PELÍCANO SOLAR COMPANY SPA | LA HIGUERA | 316228 | 6773585 | 19J | 19 | J | S | -69 | -3226415 | -0.50701 | 6380623.138 | -0.028802 | -0.84896 | -0.6488 | -0.93149 | -0.86081 | -1.6 | 0.0050546 | 4.2582e-05 | 1.6741e-07 | -3213453.7065 | -0.0020314 | 2.1363e-06 | -0.028802 | -0.50904 | -0.028806 | -0.032976 | -0.50881 | -0.50882 | -29.153 | -70.8894 | -70 | -53 | -21.789 | -29 | -9 | -10.856 | 29°9 ' 10,856 "S | 70°53 ' 21,789 "
2006 | S/E CENTRAL CONSTITUCION | ELEKTRA GENERACIÓN S.A. | CONSTITUCIÓN | 735613 | 6083903 | 18H | 18 | H | S | -75 | -3916097 | -0.61539 | 6382709.1975 | 0.036914 | -0.94275 | -0.62858 | -1.0868 | -0.97221 | -1.7601 | 0.0050546 | 4.2582e-05 | 1.6741e-07 | -3901763.1852 | -0.0022457 | 3.0616e-06 | 0.036914 | -0.61763 | 0.036923 | 0.045259 | -0.61715 | -0.61716 | -35.3604 | -72.4069 | -72 | -24 | -24.693 | -35 | -21 | -37.405 | 35°21 ' 37,405 "S | 72°24 ' 24,693 "
2009 | S/E CENTRAL VOLCAN | AES ANDES S.A. | SAN JOSÉ DE MAIPO | 387561.63 | 6257069.1 | 19H | 19 | H | S | -69 | -3742930.9 | -0.58817 | 6382165.5285 | -0.017618 | -0.92321 | -0.639 | -1.0498 | -0.94708 | -1.7259 | 0.0050546 | 4.2582e-05 | 1.6741e-07 | -3728877.6317 | -0.002202 | 7.2392e-07 | -0.017618 | -0.59038 | -0.017618 | -0.021205 | -0.59027 | -0.59028 | -33.8206 | -70.215 | -70 | -12 | -53.892 | -33 | -49 | -14.243 | 33°49 ' 14,243 "S | 70°12 ' 53,892 "
2010 | S/E TEN GIS | TRANSMISORA ELÉCTRICA DEL NORTE S.A. | MEJILLONES | 355564.4 | 7445658.6 | 19K | 19 | K | S | -69 | -2554341.4 | -0.4014 | 6378845.8215 | -0.022643 | -0.7193 | -0.6095 | -0.76104 | -0.72316 | -1.3774 | 0.0050546 | 4.2582e-05 | 1.6741e-07 | -2543328.4537 | -0.0017265 | 1.4639e-06 | -0.022643 | -0.40312 | -0.022645 | -0.024613 | -0.40301 | -0.40302 | -23.0915 | -70.4102 | -70 | -24 | -36.844 | -23 | -5 | -29.248 | 23°5 ' 29,248 "S | 70°24 ' 36,844 "
2011 | S/E LOS CHANGOS | TRANSMISORA ELÉCTRICA DEL NORTE S.A. | MEJILLONES | 365021.42 | 7438564.44 | 19K | 19 | K | S | -69 | -2561435.56 | -0.40251 | 6378862.9784 | -0.02116 | -0.72085 | -0.61023 | -0.76293 | -0.72476 | -1.3801 | 0.0050546 | 4.2582e-05 | 1.6741e-07 | -2550399.2021 | -0.0017301 | 1.2773e-06 | -0.02116 | -0.40424 | -0.021162 | -0.023013 | -0.40414 | -0.40415 | -23.1563 | -70.3185 | -70 | -19 | -6.758 | -23 | -9 | -22.76 | 23°9 ' 22,76 "S | 70°19 ' 6,758 " | -23.1563 | -70.3125 | si | LosChangos220/LosChangos500
2012 | S/E CENTRAL RENCA | GENERADORA METROPOLITANA SPA | RENCA | 342975.9303 | 6301182.0974 | 19H | 19 | H | S | -69 | -3698817.9026 | -0.58124 | 6382028.9377 | -0.024604 | -0.91779 | -0.64111 | -1.0401 | -0.94038 | -1.7166 | 0.0050546 | 4.2582e-05 | 1.6741e-07 | -3684843.1242 | -0.0021897 | 1.4249e-06 | -0.024604 | -0.58343 | -0.024607 | -0.029475 | -0.58323 | -0.58324 | -33.4172 | -70.6888 | -70 | -41 | -19.723 | -33 | -25 | -2.046 | 33°25 ' 2,046 "S | 70°41 ' 19,723 "
2013 | S/E CENTRAL NUEVA RENCA | GENERADORA METROPOLITANA SPA | RENCA | 343087.48 | 6301035.39 | 19H | 19 | H | S | -69 | -3698964.61 | -0.58126 | 6382029.3906 | -0.024587 | -0.91781 | -0.6411 | -1.0402 | -0.9404 | -1.7166 | 0.0050546 | 4.2582e-05 | 1.6741e-07 | -3684989.5658 | -0.0021897 | 1.4229e-06 | -0.024587 | -0.58345 | -0.024589 | -0.029455 | -0.58325 | -0.58326 | -33.4186 | -70.6876 | -70 | -41 | -15.498 | -33 | -25 | -6.866 | 33°25 ' 6,866 "S | 70°41 ' 15,498 "
2014 | S/E NEPTUNO | TRANSELEC S.A. | LO PRADO | 339816.21 | 6297023.33 | 19H | 19 | H | S | -69 | -3702976.67 | -0.58189 | 6382041.78 | -0.025099 | -0.91831 | -0.64092 | -1.041 | -0.94102 | -1.7175 | 0.0050546 | 4.2582e-05 | 1.6741e-07 | -3688994.3713 | -0.0021909 | 1.4816e-06 | -0.025099 | -0.58409 | -0.025102 | -0.030081 | -0.58388 | -0.58389 | -33.4543 | -70.7235 | -70 | -43 | -24.683 | -33 | -27 | -15.342 | 33°27 ' 15,342 "S | 70°43 ' 24,683 "
2017 | S/E RECTIFICADORA ESCUADRON | EMPRESA DE LOS FERROCARRILES DEL ESTADO | CORONEL | 664003.39 | 5908271.54 | 18H | 18 | H | S | -75 | -4091728.46 | -0.64298 | 6383271.5435 | 0.025693 | -0.95971 | -0.61469 | -1.1228 | -0.9958 | -1.7909 | 0.0050546 | 4.2582e-05 | 1.6741e-07 | -4077155.6967 | -0.002283 | 1.4247e-06 | 0.025693 | -0.64527 | 0.025696 | 0.032151 | -0.64502 | -0.64503 | -36.9574 | -73.1579 | -73 | -9 | -28.391 | -36 | -57 | -26.525 | 36°57 ' 26,525 "S | 73°9 ' 28,391 "
2018 | S/E SANTA BARBARA | SISTEMA DE TRANSMISIÓN DEL SUR S.A. | SANTA BÁRBARA | 761638.61 | 5828614.62 | 18H | 18 | H | S | -75 | -4171385.38 | -0.6555 | 6383529.7679 | 0.040987 | -0.96644 | -0.60735 | -1.1387 | -1.0059 | -1.8037 | 0.0050546 | 4.2582e-05 | 1.6741e-07 | -4156719.6091 | -0.0022974 | 3.5575e-06 | 0.040986 | -0.6578 | 0.040998 | 0.051762 | -0.65715 | -0.65716 | -37.6524 | -72.0343 | -72 | -2 | -3.322 | -37 | -39 | -8.562 | 37°39 ' 8,562 "S | 72°2 ' 3,322 "
2019 | S/E ARMAZONES | SISTEMA DE TRANSMISIÓN DEL SUR S.A. | TALTAL | 369561.12 | 7274093.02 | 19 | 1 |  | S | -177 | -2725906.98 | -0.42836 | 6379270.9285 | -0.020447 | -0.75569 | -0.62531 | -0.8062 | -0.76098 | -1.4408 | 0.0050546 | 4.2582e-05 | 1.6741e-07 | -2714344.1107 | -0.0018126 | 1.1658e-06 | -0.020447 | -0.43017 | -0.020449 | -0.022495 | -0.43007 | -0.43008 | -24.6419 | -178.2888 | -178 | -17 | -19.851 | -24 | -38 | -30.789 | 24°38 ' 30,789 "S | 178°17 ' 19,851 "
2020 | S/E CENTRAL DOS VALLES | HIDROELECTRICA DOS VALLES SPA | SAN FERNANDO | 377500.43 | 6137021.78 | 19H | 19 | H | S | -69 | -3862978.22 | -0.60704 | 6382541.2127 | -0.019193 | -0.93705 | -0.63213 | -1.0756 | -0.9647 | -1.75 | 0.0050546 | 4.2582e-05 | 1.6741e-07 | -3848725.7587 | -0.002233 | 8.3739e-07 | -0.019193 | -0.60927 | -0.019194 | -0.023401 | -0.60914 | -0.60915 | -34.9018 | -70.3408 | -70 | -20 | -26.862 | -34 | -54 | -6.639 | 34°54 ' 6,639 "S | 70°20 ' 26,862 "
2021 | S/E LOS PEUMOS | CGE TRANSMISIÓN S.A. | VICTORIA | 734802.47 | 5763583.62 | 18H | 18 | H | S | -75 | -4236416.38 | -0.66572 | 6383741.8885 | 0.036781 | -0.97149 | -0.6009 | -1.1515 | -1.0138 | -1.8136 | 0.0050546 | 4.2582e-05 | 1.6741e-07 | -4221681.8599 | -0.0023081 | 2.8198e-06 | 0.036781 | -0.66803 | 0.03679 | 0.046829 | -0.6675 | -0.6675 | -38.2451 | -72.3169 | -72 | -19 | -0.862 | -38 | -14 | -42.418 | 38°14 ' 42,418 "S | 72°19 ' 0,862 "
2022 | S/E BOLERO | HELIO ATACAMA TRES SPA | SIERRA GORDA | 457897.26 | 7404786.15 | 19K | 19 | K | S | -69 | -2595213.85 | -0.40782 | 6378945.1751 | -0.0066003 | -0.72816 | -0.61362 | -0.7719 | -0.73233 | -1.3929 | 0.0050546 | 4.2582e-05 | 1.6741e-07 | -2584066.8053 | -0.0017475 | 1.2371e-07 | -0.0066003 | -0.40957 | -0.0066003 | -0.0071953 | -0.40956 | -0.40957 | -23.4664 | -69.4123 | -69 | -24 | -44.136 | -23 | -27 | -59.102 | 23°27 ' 59,102 "S | 69°24 ' 44,136 "
2023 | S/E CERRO PABELLON | GEOTÉRMICA DEL NORTE S.A. | OLLAGÜE | 587451.56 | 7582625.51 | 19K | 19 | K | S | -69 | -2417374.49 | -0.37987 | 6378521.9349 | 0.01371 | -0.68874 | -0.59404 | -0.72424 | -0.69169 | -1.3236 | 0.0050546 | 4.2582e-05 | 1.6741e-07 | -2406824.5738 | -0.001654 | 5.4633e-07 | 0.01371 | -0.38153 | 0.013711 | 0.014772 | -0.38149 | -0.3815 | -21.8582 | -68.1536 | -68 | -9 | -13.08 | -21 | -51 | -29.591 | 21°51 ' 29,591 "S | 68°9 ' 13,08 "
2024 | S/E EL ARRIERO | ENEL GREEN POWER CHILE S.A. | SIERRA GORDA | 503230.59 | 7470277.68 | 19K | 19 | K | S | -69 | -2529722.32 | -0.39753 | 6378786.5693 | 0.00050646 | -0.7139 | -0.6069 | -0.75448 | -0.71758 | -1.368 | 0.0050546 | 4.2582e-05 | 1.6741e-07 | -2518791.0609 | -0.0017137 | 7.348e-10 | 0.00050646 | -0.39924 | 0.00050646 | 0.00054969 | -0.39924 | -0.39925 | -22.8754 | -68.9685 | -68 | -58 | -6.619 | -22 | -52 | -31.287 | 22°52 ' 31,287 "S | 68°58 ' 6,619 "
2026 | S/E CUMBRE | TRANSMISORA ELÉCTRICA DEL NORTE S.A. | CHAÑARAL | 401324 | 7095594.0116 | 19J | 19 | J | S | -69 | -2904405.9884 | -0.45641 | 6379734.8897 | -0.015467 | -0.79123 | -0.63754 | -0.85202 | -0.7984 | -1.5019 | 0.0050546 | 4.2582e-05 | 1.6741e-07 | -2892308.1699 | -0.0018963 | 6.4956e-07 | -0.015467 | -0.4583 | -0.015468 | -0.017246 | -0.45824 | -0.45825 | -26.256 | -69.9881 | -69 | -59 | -17.215 | -26 | -15 | -21.432 | 26°15 ' 21,432 "S | 69°59 ' 17,215 " | -26.256 | -69.9881 | si | Cumbre220/Cumbre500
2027 | S/E PORTAL GCM | GUANACO COMPAÑÍA MINERA SPA | TALTAL | 413740 | 7228476 | 19J | 19 | J | S | -69 | -2771524 | -0.43552 | 6379387.45 | -0.013522 | -0.765 | -0.62884 | -0.81803 | -0.77073 | -1.4569 | 0.0050546 | 4.2582e-05 | 1.6741e-07 | -2759820.7399 | -0.0018345 | 5.0645e-07 | -0.013522 | -0.43736 | -0.013522 | -0.014926 | -0.43732 | -0.43733 | -25.0569 | -69.8552 | -69 | -51 | -18.711 | -25 | -3 | -24.942 | 25°3 ' 24,942 "S | 69°51 ' 18,711 "
2028 | S/E GUANACO | GUANACO COMPAÑÍA MINERA SPA | TALTAL | 445614.41 | 7223776.38 | 19J | 19 | J | S | -69 | -2776223.62 | -0.43626 | 6379399.5357 | -0.0085252 | -0.76595 | -0.62919 | -0.81924 | -0.77173 | -1.4585 | 0.0050546 | 4.2582e-05 | 1.6741e-07 | -2764506.0383 | -0.0018368 | 2.0118e-07 | -0.0085252 | -0.4381 | -0.0085253 | -0.0094141 | -0.43808 | -0.43809 | -25.1009 | -69.5394 | -69 | -32 | -21.8 | -25 | -6 | -3.068 | 25°6 ' 3,068 "S | 69°32 ' 21,8 "
2029 | S/E PASO HONDO | LUZPARRAL TRANSMISIÓN S.A. | PARRAL | 236086 | 6009643 | 19H | 19 | H | S | -69 | -3990357 | -0.62705 | 6382945.7201 | -0.041347 | -0.95027 | -0.6231 | -1.1022 | -0.98242 | -1.7736 | 0.0050546 | 4.2582e-05 | 1.6741e-07 | -3975916.4995 | -0.0022624 | 3.7774e-06 | -0.041347 | -0.62932 | -0.041358 | -0.051114 | -0.6287 | -0.6287 | -36.022 | -71.9286 | -71 | -55 | -43.113 | -36 | -1 | -19.193 | 36°1 ' 19,193 "S | 71°55 ' 43,113 "
2030 | S/E TAP OFF PASO HONDO | LUZPARRAL TRANSMISIÓN S.A. | PARRAL | 233198 | 6002864 | 19H | 19 | H | S | -69 | -3997136 | -0.62812 | 6382967.4053 | -0.041799 | -0.95093 | -0.62257 | -1.1036 | -0.98333 | -1.7748 | 0.0050546 | 4.2582e-05 | 1.6741e-07 | -3982686.1717 | -0.0022638 | 3.8545e-06 | -0.041799 | -0.63038 | -0.041811 | -0.051713 | -0.62975 | -0.62975 | -36.0822 | -71.9629 | -71 | -57 | -46.588 | -36 | -4 | -56.093 | 36°4 ' 56,093 "S | 71°57 ' 46,588 "
2031 | S/E CENTRAL JUNCALITO | COLBÚN S.A. | LOS ANDES | 381261.33 | 6358953.82 | 19H | 19 | H | S | -69 | -3641046.18 | -0.57216 | 6381851.3068 | -0.018606 | -0.91043 | -0.64352 | -1.0274 | -0.93141 | -1.704 | 0.0050546 | 4.2582e-05 | 1.6741e-07 | -3627178.4545 | -0.002173 | 8.2452e-07 | -0.018606 | -0.57434 | -0.018607 | -0.022159 | -0.57422 | -0.57423 | -32.9012 | -70.2696 | -70 | -16 | -10.632 | -32 | -54 | -4.238 | 32°54 ' 4,238 "S | 70°16 ' 10,632 "
2033 | S/E SECCIONADORA SAN ANDRES | SOCIEDAD AUSTRAL DE TRANSMISIÓN TRONCAL S.A. | COPIAPÓ | 450371 | 7533829 | 19 | 1 |  | S | -177 | -2466171 | -0.38754 | 6378635.7034 | -0.0077805 | -0.69977 | -0.59983 | -0.73743 | -0.70303 | -1.3431 | 0.0050546 | 4.2582e-05 | 1.6741e-07 | -2455453.7429 | -0.0016802 | 1.7486e-07 | -0.0077805 | -0.38922 | -0.0077806 | -0.0084094 | -0.38921 | -0.38922 | -22.3005 | -177.4818 | -177 | -28 | -54.558 | -22 | -18 | -1.901 | 22°18 ' 1,901 "S | 177°28 ' 54,558 "
2034 | TAP OFF CENTRAL CAVANCHA | CAVANCHA S.A. | IQUIQUE | 382248.4 | 7761882.91 | 19K | 19 | K | S | -69 | -2238117.09 | -0.3517 | 6378119.8879 | -0.018462 | -0.64682 | -0.57006 | -0.67511 | -0.64885 | -1.2489 | 0.0050546 | 4.2582e-05 | 1.6741e-07 | -2228203.7451 | -0.0015543 | 1.0122e-06 | -0.018462 | -0.35326 | -0.018463 | -0.019675 | -0.35319 | -0.3532 | -20.2371 | -70.1273 | -70 | -7 | -38.344 | -20 | -14 | -13.47 | 20°14 ' 13,47 "S | 70°7 ' 38,344 "
2036 | S/E CONCHI | GEOTÉRMICA DEL NORTE S.A. | CALAMA | 528708.49 | 7568828.91 | 19K | 19 | K | S | -69 | -2431171.09 | -0.38204 | 6378553.9173 | 0.0045008 | -0.69187 | -0.59571 | -0.72798 | -0.69491 | -1.3292 | 0.0050546 | 4.2582e-05 | 1.6741e-07 | -2420573.5967 | -0.0016614 | 5.8774e-08 | 0.0045008 | -0.3837 | 0.0045008 | 0.0048537 | -0.3837 | -0.38371 | -21.9848 | -68.7219 | -68 | -43 | -18.853 | -21 | -59 | -5.296 | 21°59 ' 5,296 "S | 68°43 ' 18,853 "
2042 | S/E ESTE 6 | MINERA ESCONDIDA LTDA. | ANTOFAGASTA | 495113 | 7308919 | 19J | 19 | J | S | -69 | -2691081 | -0.42288 | 6379182.9426 | -0.00076609 | -0.74848 | -0.62242 | -0.79712 | -0.75345 | -1.4283 | 0.0050546 | 4.2582e-05 | 1.6741e-07 | -2679626.9798 | -0.0017955 | 1.6446e-09 | -0.00076609 | -0.42468 | -0.00076609 | -0.00084077 | -0.42468 | -0.42469 | -24.3329 | -69.0482 | -69 | -2 | -53.421 | -24 | -19 | -58.315 | 24°19 ' 58,315 "S | 69°2 ' 53,421 "
2043 | S/E MIRAJE | TRANSELEC S.A. | MARIA ELENA | 445836 | 7520558.0105 | 19K | 19 | K | S | -69 | -2479441.9895 | -0.38963 | 6378666.9572 | -0.0084914 | -0.70275 | -0.60135 | -0.741 | -0.70609 | -1.3483 | 0.0050546 | 4.2582e-05 | 1.6741e-07 | -2468679.6733 | -0.0016872 | 2.0792e-07 | -0.0084914 | -0.39131 | -0.0084915 | -0.0091856 | -0.3913 | -0.39131 | -22.4203 | -69.5263 | -69 | -31 | -34.675 | -22 | -25 | -13.003 | 22°25 ' 13,003 "S | 69°31 ' 34,675 " | -22.4203 | -69.5263 | si | Miraje220
2044 | S/E NEGRILLAR | COMPAÑÍA MINERA ZALDÍVAR SPA | ANTOFAGASTA | 575841 | 7335418 | 19J | 19 | J | S | -69 | -2664582 | -0.41872 | 6379116.565 | 0.011889 | -0.74293 | -0.62011 | -0.79018 | -0.74767 | -1.4186 | 0.0050546 | 4.2582e-05 | 1.6741e-07 | -2653211.7612 | -0.0017824 | 3.9756e-07 | 0.011889 | -0.4205 | 0.011889 | 0.013023 | -0.42047 | -0.42048 | -24.0917 | -68.2538 | -68 | -15 | -13.799 | -24 | -5 | -30.164 | 24°5 ' 30,164 "S | 68°15 ' 13,799 "
2045 | S/E PLANTA MOLYB | MOLY-COP CHILE S.A. | MEJILLONES | no aplica | no aplica | no aplica | no aplic | aplica | S | #VALUE! | #VALUE! | #VALUE! | #VALUE! | #VALUE! | #VALUE! | #VALUE! | #VALUE! | #VALUE! | #VALUE! | 0.0050546 | 4.2582e-05 | 1.6741e-07 | #VALUE! | #VALUE! | #VALUE! | #VALUE! | #VALUE! | #VALUE! | #VALUE! | #VALUE! | #VALUE! | #VALUE! | #VALUE! | #VALUE! | #VALUE! | #VALUE! | #VALUE! | #VALUE! | #VALUE! | #VALUE! | #VALUE!
2046 | S/E PLANTA RECUPERADORA DE METALES | PLANTA RECUPERADORA DE METALES SPA |  |  |  |  | #VALUE! | #VALUE! | S | #VALUE! | #VALUE! | #VALUE! | #VALUE! | #VALUE! | #VALUE! | #VALUE! | #VALUE! | #VALUE! | #VALUE! | 0.0050546 | 4.2582e-05 | 1.6741e-07 | #VALUE! | #VALUE! | #VALUE! | #VALUE! | #VALUE! | #VALUE! | #VALUE! | #VALUE! | #VALUE! | #VALUE! | #VALUE! | #VALUE! | #VALUE! | #VALUE! | #VALUE! | #VALUE! | #VALUE! | #VALUE! | #VALUE!
2048 | S/E URIBE SOLAR | FOTOVOLTAICA NORTE GRANDE 5 SPA | ANTOFAGASTA | 375193.52 | 7393084.1 | 19K | 19 | K | S | -69 | -2606915.9 | -0.40966 | 6378973.8448 | -0.019565 | -0.73068 | -0.61476 | -0.775 | -0.73494 | -1.3973 | 0.0050546 | 4.2582e-05 | 1.6741e-07 | -2595730.8137 | -0.0017534 | 1.0853e-06 | -0.019565 | -0.41141 | -0.019567 | -0.021345 | -0.41133 | -0.41134 | -23.5679 | -70.223 | -70 | -13 | -22.641 | -23 | -34 | -4.274 | 23°34 ' 4,274 "S | 70°13 ' 22,641 "
2050 | S/E ACONCAGUA TG | ENAP REFINERIAS S.A. - ACONCAGUA | CONCÓN | 266988 | 6353969 | 19H | 19 | H | S | -69 | -3646031 | -0.57295 | 6381866.5763 | -0.036512 | -0.91108 | -0.64333 | -1.0285 | -0.9322 | -1.7051 | 0.0050546 | 4.2582e-05 | 1.6741e-07 | -3632153.8479 | -0.0021745 | 3.172e-06 | -0.036512 | -0.57512 | -0.03652 | -0.043494 | -0.57469 | -0.5747 | -32.9277 | -71.492 | -71 | -29 | -31.195 | -32 | -55 | -39.84 | 32°55 ' 39,84 "S | 71°29 ' 31,195 "
2051 | S/E CENTRAL ANCOA | HIDROELÉCTRICA EMBALSE ANCOA SPA | COLBÚN | 302538.05 | 6030216.98 | 19H | 19 | H | S | -69 | -3969783.02 | -0.62382 | 6382880.0007 | -0.030936 | -0.94824 | -0.62468 | -1.0979 | -0.97963 | -1.7699 | 0.0050546 | 4.2582e-05 | 1.6741e-07 | -3955371.251 | -0.0022579 | 2.1246e-06 | -0.030936 | -0.62608 | -0.030941 | -0.038165 | -0.62573 | -0.62574 | -35.8524 | -71.1867 | -71 | -11 | -12.042 | -35 | -51 | -8.569 | 35°51 ' 8,569 "S | 71°11 ' 12,042 "
2053 | TAP OFF PUTAGAN | HIDROELÉCTRICA EMBALSE ANCOA SPA | COLBÚN | 276335.54 | 6033284.44 | 19H | 19 | H | S | -69 | -3966715.56 | -0.62334 | 6382870.2146 | -0.035041 | -0.94793 | -0.62491 | -1.0973 | -0.97921 | -1.7693 | 0.0050546 | 4.2582e-05 | 1.6741e-07 | -3952308.1291 | -0.0022572 | 2.7277e-06 | -0.035041 | -0.6256 | -0.035049 | -0.04321 | -0.62515 | -0.62516 | -35.8191 | -71.4758 | -71 | -28 | -32.718 | -35 | -49 | -8.833 | 35°49 ' 8,833 "S | 71°28 ' 32,718 "
2054 | S/E MANTILHUE | SISTEMA DE TRANSMISIÓN DEL SUR S.A. | RÍO BUENO | 719776.43 | 5500338.86 | 18G | 18 | G | S | -75 | -4499661.14 | -0.70709 | 6384610.6811 | 0.034423 | -0.98776 | -0.57092 | -1.201 | -1.0435 | -1.8491 | 0.0050546 | 4.2582e-05 | 1.6741e-07 | -4484714.9807 | -0.002341 | 2.3079e-06 | 0.034423 | -0.70943 | 0.03443 | 0.045347 | -0.70892 | -0.70893 | -40.6186 | -72.4018 | -72 | -24 | -6.592 | -40 | -37 | -6.844 | 40°37 ' 6,844 "S | 72°24 ' 6,592 "
2055 | S/E CENTRAL PARQUE EOLICO CABO LEONES I | PARQUE EÓLICO CABO LEONES I S.A. | FREIRINA | 261801.76 | 6795514.82 | 19J | 19 | J | S | -69 | -3204485.18 | -0.50356 | 6380560.6922 | -0.037332 | -0.8453 | -0.64847 | -0.92621 | -0.85677 | -1.5938 | 0.0050546 | 4.2582e-05 | 1.6741e-07 | -3191578.3918 | -0.0020228 | 3.6028e-06 | -0.037332 | -0.50558 | -0.03734 | -0.042654 | -0.5052 | -0.50521 | -28.9462 | -71.4439 | -71 | -26 | -38.067 | -28 | -56 | -46.336 | 28°56 ' 46,336 "S | 71°26 ' 38,067 "
2056 | S/E SAN FABIAN | SISTEMA DE TRANSMISIÓN DEL CENTRO S.A. | COIHUECO | 273059.74 | 5948497.28 | 19H | 19 | H | S | -69 | -4051502.72 | -0.63666 | 6383141.8619 | -0.035553 | -0.95608 | -0.61816 | -1.1147 | -0.99057 | -1.7842 | 0.0050546 | 4.2582e-05 | 1.6741e-07 | -4036980.5845 | -0.0022751 | 2.7539e-06 | -0.035553 | -0.63894 | -0.035561 | -0.044271 | -0.63847 | -0.63848 | -36.582 | -71.5365 | -71 | -32 | -11.461 | -36 | -34 | -55.327 | 36°34 ' 55,327 "S | 71°32 ' 11,461 "
2057 | S/E KIMAL | SOCIEDAD AUSTRAL DE TRANSMISIÓN TRONCAL S.A. | MARIA ELENA | 450371 | 7533829 | 19K | 19 | K | S | -69 | -2466171 | -0.38754 | 6378635.7034 | -0.0077805 | -0.69977 | -0.59983 | -0.73743 | -0.70303 | -1.3431 | 0.0050546 | 4.2582e-05 | 1.6741e-07 | -2455453.7429 | -0.0016802 | 1.7486e-07 | -0.0077805 | -0.38922 | -0.0077806 | -0.0084094 | -0.38921 | -0.38922 | -22.3005 | -69.4818 | -69 | -28 | -54.558 | -22 | -18 | -1.901 | 22°18 ' 1,901 "S | 69°28 ' 54,558 " | -22.3005 | -69.4818 | si | Kimal220/Kimal500
2058 | S/E ALTO MAIPO | ALTO MAIPO SPA | SAN JOSÉ DE MAIPO | 6287492.12 | 380608.82 | 19H | 19 | H | S | -69 | -9619391.18 | -1.5116 | 6396958.3782 | 0.90473 | -0.11809 | -0.00041311 | -1.5707 | -1.1781 | -1.9635 | 0.0050546 | 4.2582e-05 | 1.6741e-07 | -9619384.953 | -9.7343e-07 | 9.6492e-06 | 0.90472 | -1.5116 | 1.0333 | 1.5136 | -0.76733 | -0.76698 | -43.9449 | 17.724 | 17 | 43 | 26.3 | -43 | -56 | -41.617 | 43°56 ' 41,617 "S | -17°-43 ' -26,3 "
2059 | S/E CENTRAL NUEVA ALDEA II | ARAUCO BIOENERGÍA S.A. | RÁNQUIL | 725285 | 5939907 | 18H | 18 | H | S | -75 | -4060093 | -0.63801 | 6383169.5135 | 0.035294 | -0.95687 | -0.61743 | -1.1164 | -0.99169 | -1.7856 | 0.0050546 | 4.2582e-05 | 1.6741e-07 | -4045559.8473 | -0.0022768 | 2.7085e-06 | 0.035294 | -0.64029 | 0.035301 | 0.043992 | -0.63983 | -0.63983 | -36.6598 | -72.4794 | -72 | -28 | -46.015 | -36 | -39 | -35.257 | 36°39 ' 35,257 "S | 72°28 ' 46,015 "
2060 | S/E NUEVA PICHIRROPULLI | ELETRANS S.A. | PAILLACO | 680007.7 | 5552077.87 | 18G | 18 | G | S | -75 | -4447922.13 | -0.69896 | 6384438.8064 | 0.028195 | -0.98509 | -0.57728 | -1.1915 | -1.0379 | -1.8427 | 0.0050546 | 4.2582e-05 | 1.6741e-07 | -4433009.0726 | -0.0023358 | 1.5698e-06 | 0.028195 | -0.70129 | 0.028198 | 0.036892 | -0.70096 | -0.70097 | -40.1624 | -72.8863 | -72 | -53 | -10.509 | -40 | -9 | -44.569 | 40°9 ' 44,569 "S | 72°53 ' 10,509 "
2061 | S/E ENTRE RIOS | TRANSELEC S.A. | PEMUCO | 748210.83 | 5902506.45 | 18H | 18 | H | S | -75 | -4097493.55 | -0.64389 | 6383290.1698 | 0.038884 | -0.96022 | -0.61418 | -1.124 | -0.99654 | -1.7919 | 0.0050546 | 4.2582e-05 | 1.6741e-07 | -4082913.7316 | -0.0022841 | 3.2589e-06 | 0.038884 | -0.64617 | 0.038894 | 0.048677 | -0.6456 | -0.64561 | -36.9908 | -72.211 | -72 | -12 | -39.618 | -36 | -59 | -27.051 | 36°59 ' 27,051 "S | 72°12 ' 39,618 " | -35.6819 | -71.3772 | no coincide | EntreRios220/EntreRios500
2063 | S/E PARANAL | SISTEMA DE TRANSMISIÓN DEL SUR S.A. | TALTAL | 352239.48 | 7235488.96 | 19J | 19 | J | S | -69 | -2764511.04 | -0.43442 | 6379369.4435 | -0.023162 | -0.76358 | -0.62832 | -0.81621 | -0.76924 | -1.4544 | 0.0050546 | 4.2582e-05 | 1.6741e-07 | -2752829.2006 | -0.0018312 | 1.4876e-06 | -0.023162 | -0.43625 | -0.023164 | -0.025552 | -0.43613 | -0.43614 | -24.9889 | -70.464 | -70 | -27 | -50.577 | -24 | -59 | -19.87 | 24°59 ' 19,87 "S | 70°27 ' 50,577 "
2064 | S/E IEM | ENGIE ENERGÍA CHILE S.A. | MEJILLONES | 355852.546 | 7446240.797 | 19K | 19 | K | S | -69 | -2553759.203 | -0.4013 | 6378844.4151 | -0.022598 | -0.71917 | -0.60944 | -0.76089 | -0.72303 | -1.3772 | 0.0050546 | 4.2582e-05 | 1.6741e-07 | -2542748.1805 | -0.0017262 | 1.4582e-06 | -0.022598 | -0.40303 | -0.0226 | -0.024563 | -0.40292 | -0.40293 | -23.0862 | -70.4074 | -70 | -24 | -26.521 | -23 | -5 | -10.411 | 23°5 ' 10,411 "S | 70°24 ' 26,521 "
2069 | S/E GIS COCHRANE BESS | EMPRESA ELÉCTRICA COCHRANE SPA | MEJILLONES | 360332.06 | 7448555.6 | 19K | 19 | K | S | -69 | -2551444.4 | -0.40094 | 6378838.8259 | -0.021896 | -0.71867 | -0.6092 | -0.76027 | -0.7225 | -1.3763 | 0.0050546 | 4.2582e-05 | 1.6741e-07 | -2540441.0305 | -0.001725 | 1.3694e-06 | -0.021896 | -0.40267 | -0.021897 | -0.023796 | -0.40256 | -0.40257 | -23.0657 | -70.3634 | -70 | -21 | -48.351 | -23 | -3 | -56.536 | 23°3 ' 56,536 "S | 70°21 ' 48,351 "
2070 | S/E ILLAPA | DIEGO DE ALMAGRO TRANSMISORA DE ENERGÍA S.A. | DIEGO DE ALMAGRO | 401215.42 | 7095179.2607 | 19J | 19 | J | S | -69 | -2904820.7393 | -0.45647 | 6379735.9924 | -0.015484 | -0.79131 | -0.63756 | -0.85212 | -0.79848 | -1.502 | 0.0050546 | 4.2582e-05 | 1.6741e-07 | -2892721.7233 | -0.0018965 | 6.5095e-07 | -0.015484 | -0.45837 | -0.015485 | -0.017265 | -0.45831 | -0.45832 | -26.2597 | -69.9892 | -69 | -59 | -21.243 | -26 | -15 | -34.885 | 26°15 ' 34,885 "S | 69°59 ' 21,243 " | -26.2597 | -69.9892
2071 | S/E MAYACA | CHILQUINTA TRANSMISIÓN S.A. | QUILLOTA | 291387 | 6361182 | 19H | 19 | H | S | -69 | -3638818 | -0.57181 | 6381844.4849 | -0.032689 | -0.91014 | -0.64361 | -1.0269 | -0.93106 | -1.7035 | 0.0050546 | 4.2582e-05 | 1.6741e-07 | -3624954.4997 | -0.0021723 | 2.5462e-06 | -0.032688 | -0.57399 | -0.032694 | -0.038914 | -0.57364 | -0.57365 | -32.8676 | -71.2296 | -71 | -13 | -46.592 | -32 | -52 | -3.532 | 32°52 ' 3,532 "S | 71°13 ' 46,592 "
2072 | S/E TAP OFF MAYACA | CHILQUINTA TRANSMISIÓN S.A. | QUILLOTA | 295896.99 | 6361383.9 | 19H | 19 | H | S | -69 | -3638616.1 | -0.57178 | 6381843.8669 | -0.031982 | -0.91012 | -0.64361 | -1.0268 | -0.93103 | -1.7034 | 0.0050546 | 4.2582e-05 | 1.6741e-07 | -3624752.9829 | -0.0021723 | 2.4374e-06 | -0.031982 | -0.57395 | -0.031987 | -0.038072 | -0.57362 | -0.57363 | -32.8667 | -71.1814 | -71 | -10 | -53.015 | -32 | -52 | -0.039 | 32°52 ' 0,039 "S | 71°10 ' 53,015 "
2074 | S/E CENTRAL LAS LAJAS | ALTO MAIPO SPA | SAN JOSÉ DE MAIPO | 380094 | 6286250 | 19H | 19 | H | S | -69 | -3713750 | -0.58359 | 6382075.0821 | -0.018788 | -0.91965 | -0.64042 | -1.0434 | -0.94266 | -1.7198 | 0.0050546 | 4.2582e-05 | 1.6741e-07 | -3699748.3366 | -0.0021939 | 8.2832e-07 | -0.018788 | -0.58578 | -0.018789 | -0.022544 | -0.58566 | -0.58567 | -33.5567 | -70.2917 | -70 | -17 | -30.129 | -33 | -33 | -24.032 | 33°33 ' 24,032 "S | 70°17 ' 30,129 "
2075 | S/E CENTRAL ALFALFAL II | ALTO MAIPO SPA | SAN JOSÉ DE MAIPO | 6284314.15 | 385446.9 | 19H | 19 | H | S | -69 | -9614553.1 | -1.5109 | 6396956.4306 | 0.90423 | -0.1196 | -0.00042919 | -1.5707 | -1.1781 | -1.9635 | 0.0050546 | 4.2582e-05 | 1.6741e-07 | -9614521.6676 | -4.9137e-06 | 9.8876e-06 | 0.90423 | -1.5109 | 1.0326 | 1.5129 | -0.76763 | -0.76728 | -43.9619 | 17.68 | 17 | 40 | 47.849 | -43 | -57 | -42.88 | 43°57 ' 42,88 "S | -17°-40 ' -47,849 " | -33.5023 | -70.1934 | no coincide | alfalfal220
2076 | S/E SANTA ISABEL | CGE TRANSMISIÓN S.A. | SAN CLEMENTE | 287110.61 | 6070992.25 | 19H | 19 | H | S | -69 | -3929007.75 | -0.61741 | 6382750.1811 | -0.033354 | -0.94409 | -0.62767 | -1.0895 | -0.97401 | -1.7625 | 0.0050546 | 4.2582e-05 | 1.6741e-07 | -3914654.7954 | -0.0022487 | 2.4923e-06 | -0.033354 | -0.61966 | -0.03336 | -0.040956 | -0.61927 | -0.61927 | -35.4818 | -71.3466 | -71 | -20 | -47.816 | -35 | -28 | -54.528 | 35°28 ' 54,528 "S | 71°20 ' 47,816 " | -35.4818 | -71.3466 | si | SantaIsabel220
2078 | S/E EL LAUREL | TRANSELEC S.A. | VALDIVIA | 654239.93 | 5588173.86 | 18H | 18 | H | S | -75 | -4411826.14 | -0.69329 | 6384319.1912 | 0.024159 | -0.98308 | -0.58158 | -1.1848 | -1.034 | -1.838 | 0.0050546 | 4.2582e-05 | 1.6741e-07 | -4396938.6463 | -0.0023319 | 1.1635e-06 | 0.024159 | -0.69562 | 0.024162 | 0.031464 | -0.69537 | -0.69538 | -39.8425 | -73.1972 | -73 | -11 | -50.098 | -39 | -50 | -32.83 | 39°50 ' 32,83 "S | 73°11 ' 50,098 "
2079 | S/E PUNTA SIERRA | PACIFIC HYDRO TRANSMISIÓN S.A. | OVALLE | 250768.22 | 6552373.28 | 19J | 19 | J | S | -69 | -3447626.72 | -0.54177 | 6381267.6561 | -0.039057 | -0.88362 | -0.64867 | -0.98358 | -0.89985 | -1.6585 | 0.0050546 | 4.2582e-05 | 1.6741e-07 | -3434152.0717 | -0.0021116 | 3.7735e-06 | -0.039057 | -0.54388 | -0.039067 | -0.045623 | -0.54342 | -0.54343 | -31.1361 | -71.614 | -71 | -36 | -50.328 | -31 | -8 | -9.972 | 31°8 ' 9,972 "S | 71°36 ' 50,328 " | -31.0614 | -71.6125 | si | PuntaSierra220
2080 | TAP OFF | CODELCO CHILE - DIVISIÓN EL TENIENTE | MACHALÍ | 356116 | 6215043 | 19H | 19 | H | S | -69 | -3784957 | -0.59478 | 6382296.4014 | -0.022544 | -0.9282 | -0.63678 | -1.0589 | -0.95335 | -1.7345 | 0.0050546 | 4.2582e-05 | 1.6741e-07 | -3770831.5924 | -0.0022132 | 1.1749e-06 | -0.022544 | -0.59699 | -0.022546 | -0.027255 | -0.59682 | -0.59683 | -34.1957 | -70.5616 | -70 | -33 | -41.704 | -34 | -11 | -44.511 | 34°11 ' 44,511 "S | 70°33 ' 41,704 "
2083 | S/E CENTRAL EL AGUILA | ENGIE ENERGÍA CHILE S.A. | ARICA | 406370 | 7960136 | 19K | 19 | K | S | -69 | -2039864 | -0.32055 | 6377705.4752 | -0.014681 | -0.59808 | -0.5387 | -0.61959 | -0.59937 | -1.1607 | 0.0050546 | 4.2582e-05 | 1.6741e-07 | -2030692.6677 | -0.001438 | 6.5417e-07 | -0.014681 | -0.32199 | -0.014681 | -0.015475 | -0.32195 | -0.32196 | -18.4469 | -69.8867 | -69 | -53 | -12.049 | -18 | -26 | -48.996 | 18°26 ' 48,996 "S | 69°53 ' 12,049 "
2085 | S/E CENTRAL HIDROELECTRICA PALACIOS | HIDROELÉCTRICA PALACIOS SPA | SAN FERNANDO | 374331.8636 | 6133598.9815 | 19H | 19 | H | S | -69 | -3866401.0185 | -0.60758 | 6382552.0057 | -0.019689 | -0.93742 | -0.63191 | -1.0763 | -0.96519 | -1.7506 | 0.0050546 | 4.2582e-05 | 1.6741e-07 | -3852143.1889 | -0.0022339 | 8.8061e-07 | -0.019689 | -0.60981 | -0.019691 | -0.024015 | -0.60967 | -0.60968 | -34.9323 | -70.376 | -70 | -22 | -33.535 | -34 | -55 | -56.327 | 34°55 ' 56,327 "S | 70°22 ' 33,535 "
2086 | TAP OFF PALACIOS | HIDROELÉCTRICA PALACIOS SPA | SAN FERNANDO | 374335.7911 | 6133652.1695 | 19H | 19 | H | S | -69 | -3866347.8305 | -0.60757 | 6382551.838 | -0.019689 | -0.93742 | -0.63192 | -1.0763 | -0.96519 | -1.7506 | 0.0050546 | 4.2582e-05 | 1.6741e-07 | -3852090.0841 | -0.0022339 | 8.8056e-07 | -0.019689 | -0.6098 | -0.01969 | -0.024015 | -0.60967 | -0.60968 | -34.9318 | -70.3759 | -70 | -22 | -33.352 | -34 | -55 | -54.602 | 34°55 ' 54,602 "S | 70°22 ' 33,352 "
2087 | S/E CENTRAL DEGAÑ 2 | GENERACIÓN DE ENERGÍA NUEVA DEGAN SPA | ANCUD | 606255.01 | 5333310.9 | 18G | 18 | G | S | -75 | -4666689.1 | -0.73334 | 6385168.4212 | 0.016641 | -0.99458 | -0.54898 | -1.2306 | -1.0602 | -1.868 | 0.0050546 | 4.2582e-05 | 1.6741e-07 | -4651664.6707 | -0.002353 | 5.1507e-07 | 0.016641 | -0.73569 | 0.016642 | 0.022443 | -0.73556 | -0.73557 | -42.1451 | -73.7141 | -73 | -42 | -50.706 | -42 | -8 | -42.433 | 42°8 ' 42,433 "S | 73°42 ' 50,706 "
2088 | S/E CENTRAL DEGAÑ | GENERACIÓN DE ENERGÍA NUEVA DEGAN SPA | ANCUD | 606302.23 | 5333329.54 | 18G | 18 | G | S | -75 | -4666670.46 | -0.73333 | 6385168.3588 | 0.016648 | -0.99458 | -0.54898 | -1.2306 | -1.0602 | -1.868 | 0.0050546 | 4.2582e-05 | 1.6741e-07 | -4651646.037 | -0.002353 | 5.1553e-07 | 0.016648 | -0.73569 | 0.016649 | 0.022453 | -0.73556 | -0.73557 | -42.1449 | -73.7135 | -73 | -42 | -48.662 | -42 | -8 | -41.805 | 42°8 ' 41,805 "S | 73°42 ' 48,662 "
2089 | S/E PUENTE NEGRO | ALFA TRANSMISORA DE ENERGÍA S.A. | CHIMBARONGO | 326224.7214 | 6159787.1335 | 19H | 19 | H | S | -69 | -3840212.8665 | -0.60346 | 6382469.5389 | -0.027227 | -0.93452 | -0.63356 | -1.0707 | -0.96143 | -1.7456 | 0.0050546 | 4.2582e-05 | 1.6741e-07 | -3825996.5507 | -0.0022274 | 1.6935e-06 | -0.027227 | -0.60569 | -0.02723 | -0.03311 | -0.60543 | -0.60544 | -34.6892 | -70.8971 | -70 | -53 | -49.498 | -34 | -41 | -21.049 | 34°41 ' 21,049 "S | 70°53 ' 49,498 " | -34.6892 | -70.8971 | si | PNegro220
2090 | S/E PADRE HURTADO | CGE TRANSMISIÓN S.A. | PADRE HURTADO | 331932.8 | 6284898.47 | 19H | 19 | H | S | -69 | -3715101.53 | -0.5838 | 6382079.2633 | -0.026334 | -0.91981 | -0.64035 | -1.0437 | -0.94287 | -1.72 | 0.0050546 | 4.2582e-05 | 1.6741e-07 | -3701097.4491 | -0.0021943 | 1.6269e-06 | -0.026334 | -0.58599 | -0.026337 | -0.031601 | -0.58576 | -0.58577 | -33.5624 | -70.8106 | -70 | -48 | -38.108 | -33 | -33 | -44.5 | 33°33 ' 44,5 "S | 70°48 ' 38,108 "
2091 | S/E AURORA | AELA EÓLICA LLANQUIHUE SPA | LLANQUIHUE | 657389 | 5431607 | 18H | 18 | H | S | -75 | -4568393 | -0.71789 | 6384839.7027 | 0.02465 | -0.9909 | -0.56214 | -1.2133 | -1.0505 | -1.8572 | 0.0050546 | 4.2582e-05 | 1.6741e-07 | -4553409.336 | -0.0023468 | 1.1616e-06 | 0.02465 | -0.72024 | 0.024653 | 0.032787 | -0.71997 | -0.71998 | -41.2516 | -73.1215 | -73 | -7 | -17.275 | -41 | -15 | -5.882 | 41°15 ' 5,882 "S | 73°7 ' 17,275 "
2092 | S/E ANDALICAN | CGE TRANSMISIÓN S.A. | CURANILAHUE | 664688.51 | 5892652.32 | 18H | 18 | H | S | -75 | -4107347.68 | -0.64544 | 6383322.0304 | 0.0258 | -0.96108 | -0.6133 | -1.126 | -0.99781 | -1.7935 | 0.0050546 | 4.2582e-05 | 1.6741e-07 | -4092755.9192 | -0.0022859 | 1.4313e-06 | 0.0258 | -0.64772 | 0.025803 | 0.032345 | -0.64747 | -0.64748 | -37.098 | -73.1468 | -73 | -8 | -48.4 | -37 | -5 | -52.701 | 37°5 ' 52,701 "S | 73°8 ' 48,4 "
2093 | S/E PUERTO SECO SOLAR | CALAMA SOLAR 2 SPA | CALAMA | 512951.46 | 7517499.3 | 19K | 19 | K | S | -69 | -2482500.7 | -0.39011 | 6378674.1795 | 0.0020304 | -0.70343 | -0.6017 | -0.74182 | -0.70679 | -1.3495 | 0.0050546 | 4.2582e-05 | 1.6741e-07 | -2471728.0261 | -0.0016889 | 1.1883e-08 | 0.0020304 | -0.3918 | 0.0020304 | 0.0021969 | -0.39179 | -0.3918 | -22.4487 | -68.8741 | -68 | -52 | -26.857 | -22 | -26 | -55.39 | 22°26 ' 55,39 "S | 68°52 ' 26,857 "
2094 | S/E CERRO DOMINADOR | CERRO DOMINADOR CSP S.A. | MARIA ELENA | 450834 | 7480033 | 19K | 19 | K | S | -69 | -2519967 | -0.39599 | 6378763.2148 | -0.0077078 | -0.71175 | -0.60585 | -0.75187 | -0.71537 | -1.3642 | 0.0050546 | 4.2582e-05 | 1.6741e-07 | -2509068.2982 | -0.0017086 | 1.7041e-07 | -0.0077078 | -0.3977 | -0.0077078 | -0.0083601 | -0.39769 | -0.3977 | -22.7865 | -69.479 | -69 | -28 | -44.403 | -22 | -47 | -11.456 | 22°47 ' 11,456 "S | 69°28 ' 44,403 "
2095 | S/E PV CERRO DOMINADOR | CERRO DOMINADOR CSP S.A. | MARIA ELENA | 450825.27 | 7480031.22 | 19K | 19 | K | S | -69 | -2519968.78 | -0.39599 | 6378763.219 | -0.0077091 | -0.71175 | -0.60585 | -0.75187 | -0.71537 | -1.3642 | 0.0050546 | 4.2582e-05 | 1.6741e-07 | -2509070.0722 | -0.0017086 | 1.7047e-07 | -0.0077091 | -0.3977 | -0.0077092 | -0.0083616 | -0.39769 | -0.3977 | -22.7865 | -69.4791 | -69 | -28 | -44.709 | -22 | -47 | -11.513 | 22°47 ' 11,513 "S | 69°28 ' 44,709 "
2096 | S/E SARCO | AELA EÓLICA SARCO SPA | FREIRINA | 263709.89 | 6805412.51 | 19 J | 19 | J | S | -69 | -3194587.49 | -0.50201 | 6380532.5976 | -0.037033 | -0.84363 | -0.6483 | -0.92382 | -0.85494 | -1.591 | 0.0050546 | 4.2582e-05 | 1.6741e-07 | -3181705.512 | -0.002019 | 3.5514e-06 | -0.037033 | -0.50402 | -0.037041 | -0.042277 | -0.50365 | -0.50365 | -28.8573 | -71.4223 | -71 | -25 | -20.172 | -28 | -51 | -26.284 | 28°51 ' 26,284 "S | 71°25 ' 20,172 "
2097 | S/E TCHITACK | CODELCO CHILE - DIVISIÓN CHUQUICAMATA | CALAMA | 515070.24 | 7529230.21 | 19 K | 19 | K | S | -69 | -2470769.79 | -0.38826 | 6378646.5187 | 0.0023626 | -0.70081 | -0.60036 | -0.73867 | -0.70409 | -1.3449 | 0.0050546 | 4.2582e-05 | 1.6741e-07 | -2460036.8966 | -0.0016826 | 1.6114e-08 | 0.0023626 | -0.38995 | 0.0023626 | 0.0025544 | -0.38994 | -0.38995 | -22.3427 | -68.8536 | -68 | -51 | -13.125 | -22 | -20 | -33.806 | 22°20 ' 33,806 "S | 68°51 ' 13,125 "
2098 | S/E SAN SIMON | AUSTRIANSOLAR CHILE CUATRO SPA | POZO ALMONTE | 441598.56 | 7658865.54 | 19k | 19 | k | S | -69 | -2341134.46 | -0.36789 | 6378347.8511 | -0.0091562 | -0.67117 | -0.58435 | -0.70348 | -0.6737 | -1.2924 | 0.0050546 | 4.2582e-05 | 1.6741e-07 | -2330851.1495 | -0.0016122 | 2.4596e-07 | -0.0091562 | -0.3695 | -0.0091563 | -0.0098187 | -0.36949 | -0.3695 | -21.1706 | -69.5626 | -69 | -33 | -45.259 | -21 | -10 | -14.236 | 21°10 ' 14,236 "S | 69°33 ' 45,259 "
2099 | S/E SANTA RITA | AUSTRIANSOLAR CHILE CUATRO SPA | POZO ALMONTE | 450915 | 7663213 | 19k | 19 | k | S | -69 | -2336787 | -0.36721 | 6378338.0608 | -0.0076956 | -0.67015 | -0.58378 | -0.70229 | -0.67266 | -1.2906 | 0.0050546 | 4.2582e-05 | 1.6741e-07 | -2326519.0788 | -0.0016098 | 1.7384e-07 | -0.0076956 | -0.36882 | -0.0076957 | -0.0082503 | -0.36881 | -0.36882 | -21.1316 | -69.4727 | -69 | -28 | -21.742 | -21 | -7 | -53.816 | 21°7 ' 53,816 "S | 69°28 ' 21,742 "
2100 | S/E CENTRAL DIESEL AGUAS BLANCAS | ATACAMA MINERALS CHILE S.C.M. | ANTOFAGASTA | 412119 | 7330503.011 | 19J | 19 | J | S | -69 | -2669496.989 | -0.41949 | 6379128.8391 | -0.013776 | -0.74396 | -0.62055 | -0.79147 | -0.74874 | -1.4204 | 0.0050546 | 4.2582e-05 | 1.6741e-07 | -2658111.1484 | -0.0017849 | 5.3344e-07 | -0.013776 | -0.42128 | -0.013777 | -0.015096 | -0.42123 | -0.42124 | -24.1355 | -69.8649 | -69 | -51 | -53.682 | -24 | -8 | -7.714 | 24°8 ' 7,714 "S | 69°51 ' 53,682 "
2101 | S/E CUNCO | SISTEMA DE TRANSMISIÓN DEL SUR S.A. | CUNCO | 749107.87 | 5686831.79 | 18H | 18 | H | S | -75 | -4313168.21 | -0.67778 | 6383993.6257 | 0.039021 | -0.97693 | -0.59279 | -1.1662 | -1.0229 | -1.8247 | 0.0050546 | 4.2582e-05 | 1.6741e-07 | -4298360.9059 | -0.0023194 | 3.1133e-06 | 0.039021 | -0.6801 | 0.039031 | 0.050157 | -0.67949 | -0.67949 | -38.9321 | -72.1262 | -72 | -7 | -34.295 | -38 | -55 | -55.525 | 38°55 ' 55,525 "S | 72°7 ' 34,295 "
2102 | S/E CENTRAL EL PINAR | EMPRESA ELECTRICA EL PINAR SPA | YUNGAY | 265334.685 | 5887213.025 | 19H | 19 | H | S | -69 | -4112786.975 | -0.64629 | 6383339.6292 | -0.036762 | -0.96155 | -0.61281 | -1.1271 | -0.9985 | -1.7944 | 0.0050546 | 4.2582e-05 | 1.6741e-07 | -4098188.6854 | -0.0022869 | 2.9024e-06 | -0.036762 | -0.64858 | -0.03677 | -0.046107 | -0.64807 | -0.64808 | -37.132 | -71.6417 | -71 | -38 | -30.182 | -37 | -7 | -55.339 | 37°7 ' 55,339 "S | 71°38 ' 30,182 "
2103 | S/E DEUCO | SISTEMA DE TRANSMISIÓN DEL SUR S.A. | ANGOL | 702559.65 | 5810991.36 | 18H | 18 | H | S | -75 | -4189008.64 | -0.65827 | 6383587.1402 | 0.031731 | -0.96785 | -0.60564 | -1.1422 | -1.0081 | -1.8064 | 0.0050546 | 4.2582e-05 | 1.6741e-07 | -4174323.5988 | -0.0023004 | 2.1232e-06 | 0.031731 | -0.66057 | 0.031737 | 0.04017 | -0.66018 | -0.66019 | -37.826 | -72.6985 | -72 | -41 | -54.435 | -37 | -49 | -33.706 | 37°49 ' 33,706 "S | 72°41 ' 54,435 "
2104 | S/E EL PINAR | EMPRESA ELECTRICA EL PINAR SPA | YUNGAY | 264884 | 5882811.69 | 19H | 19 | H | S | -69 | -4117188.31 | -0.64699 | 6383353.8762 | -0.036833 | -0.96193 | -0.61241 | -1.1279 | -0.99907 | -1.7951 | 0.0050546 | 4.2582e-05 | 1.6741e-07 | -4102584.7703 | -0.0022878 | 2.9105e-06 | -0.036833 | -0.64927 | -0.036841 | -0.046219 | -0.64876 | -0.64877 | -37.1716 | -71.6482 | -71 | -38 | -53.407 | -37 | -10 | -17.607 | 37°10 ' 17,607 "S | 71°38 ' 53,407 "
2105 | S/E SECCIONADORA CONVENTO VIEJO | SOCIEDAD CONCESIONARIA EMBALSE CONVENTO VIEJO S.A. | CHIMBARONGO | 305139.04 | 6150994.29 | 19H | 19 | H | S | -69 | -3849005.71 | -0.60484 | 6382497.1988 | -0.030531 | -0.9355 | -0.63302 | -1.0726 | -0.9627 | -1.7473 | 0.0050546 | 4.2582e-05 | 1.6741e-07 | -3834775.3427 | -0.0022296 | 2.1254e-06 | -0.03053 | -0.60707 | -0.030535 | -0.037161 | -0.60675 | -0.60676 | -34.7646 | -71.1292 | -71 | -7 | -45.017 | -34 | -45 | -52.627 | 34°45 ' 52,627 "S | 71°7 ' 45,017 "
2106 | S/E CENTRAL CONVENTO VIEJO | SOCIEDAD CONCESIONARIA EMBALSE CONVENTO VIEJO S.A. | CHIMBARONGO | 305157.26 | 6150628.97 | 19H | 19 | H | S | -69 | -3849371.03 | -0.6049 | 6382498.3487 | -0.030528 | -0.93555 | -0.63299 | -1.0727 | -0.96275 | -1.7473 | 0.0050546 | 4.2582e-05 | 1.6741e-07 | -3835140.0813 | -0.0022297 | 2.1248e-06 | -0.030528 | -0.60713 | -0.030532 | -0.037159 | -0.60681 | -0.60681 | -34.7679 | -71.1291 | -71 | -7 | -44.605 | -34 | -46 | -4.491 | 34°46 ' 4,491 "S | 71°7 ' 44,605 "
2109 | S/E CURANILAHUE NORTE | CGE TRANSMISIÓN S.A. | CURANILAHUE | 644675.83 | 5854135.01 | 18H | 18 | H | S | -75 | -4145864.99 | -0.65149 | 6383446.8394 | 0.022664 | -0.96435 | -0.60977 | -1.1337 | -1.0027 | -1.7997 | 0.0050546 | 4.2582e-05 | 1.6741e-07 | -4131227.9651 | -0.002293 | 1.0945e-06 | 0.022664 | -0.65378 | 0.022666 | 0.028547 | -0.65359 | -0.6536 | -37.4483 | -73.3644 | -73 | -21 | -51.828 | -37 | -26 | -53.996 | 37°26 ' 53,996 "S | 73°21 ' 51,828 "
2110 | TAP OFF CARAMPANGUE | CGE TRANSMISIÓN S.A. | ARAUCO | 656128.85 | 5874499.47 | 18H | 18 | H | S | -75 | -4125500.53 | -0.64829 | 6383380.7979 | 0.024459 | -0.96264 | -0.61166 | -1.1296 | -1.0001 | -1.7964 | 0.0050546 | 4.2582e-05 | 1.6741e-07 | -4110887.1555 | -0.0022893 | 1.2809e-06 | 0.024459 | -0.65058 | 0.024461 | 0.030731 | -0.65035 | -0.65036 | -37.263 | -73.2393 | -73 | -14 | -21.347 | -37 | -15 | -46.777 | 37°15 ' 46,777 "S | 73°14 ' 21,347 "
2111 | S/E RIO NEGRO | SISTEMA DE TRANSMISIÓN DEL SUR S.A. | RÍO NEGRO | 652083.47 | 5483132.54 | 18G | 18 | G | S | -75 | -4516867.46 | -0.70979 | 6384667.943 | 0.02382 | -0.98859 | -0.56875 | -1.2041 | -1.0453 | -1.8512 | 0.0050546 | 4.2582e-05 | 1.6741e-07 | -4501911.2183 | -0.0023425 | 1.1e-06 | 0.02382 | -0.71213 | 0.023822 | 0.03146 | -0.71189 | -0.7119 | -40.7887 | -73.1975 | -73 | -11 | -50.842 | -40 | -47 | -19.423 | 40°47 ' 19,423 "S | 73°11 ' 50,842 "
2112 | S/E SGO | MINERA SPENCE S.A. | SIERRA GORDA | 468601.94 | 7480648.05 | 19H | 19 | H | S | -69 | -2519351.95 | -0.3959 | 6378761.7447 | -0.0049223 | -0.71162 | -0.60579 | -0.7517 | -0.71523 | -1.3639 | 0.0050546 | 4.2582e-05 | 1.6741e-07 | -2508455.3044 | -0.0017083 | 6.9503e-08 | -0.0049223 | -0.39761 | -0.0049223 | -0.0053387 | -0.3976 | -0.39761 | -22.7814 | -69.3059 | -69 | -18 | -21.191 | -22 | -46 | -52.987 | 22°46 ' 52,987 "S | 69°18 ' 21,191 "
2113 | S/E CENTRAL TRES PUENTES (SM) | EMPRESA ELÉCTRICA DE MAGALLANES S.A. | PUNTA ARENAS | 372963.8621 | 4114737.3037 | 19F | 19 | F | S | -69 | -5885262.6963 | -0.92482 | 6389236.6062 | -0.019883 | -0.96137 | -0.34838 | -1.4055 | -1.1412 | -1.9441 | 0.0050546 | 4.2582e-05 | 1.6741e-07 | -5870997.8747 | -0.0022326 | 4.8274e-07 | -0.019883 | -0.92706 | -0.019884 | -0.033118 | -0.92679 | -0.9268 | -53.1017 | -70.8975 | -70 | -53 | -51 | -53 | -6 | -6 | 53°6 ' 6 "S | 70°53 ' 51 "
2114 | S/E CENTRAL PUNTA ARENAS | EMPRESA ELÉCTRICA DE MAGALLANES S.A. | PUNTA ARENAS |  |  |  | #VALUE! | #VALUE! | S | #VALUE! | #VALUE! | #VALUE! | #VALUE! | #VALUE! | #VALUE! | #VALUE! | #VALUE! | #VALUE! | #VALUE! | 0.0050546 | 4.2582e-05 | 1.6741e-07 | #VALUE! | #VALUE! | #VALUE! | #VALUE! | #VALUE! | #VALUE! | #VALUE! | #VALUE! | #VALUE! | #VALUE! | #VALUE! | #VALUE! | #VALUE! | #VALUE! | #VALUE! | #VALUE! | #VALUE! | #VALUE! | #VALUE!
2115 | S/E CENTRAL CUCHILDEO | EMPRESA ELÉCTRICA CUCHILDEO SPA | HUALAIHUÉ | 710625.2233 | 5352029.8801 | 18G | 18 | G | S | -75 | -4647970.1199 | -0.73039 | 6385105.7264 | 0.032987 | -0.99396 | -0.55154 | -1.2274 | -1.0584 | -1.866 | 0.0050546 | 4.2582e-05 | 1.6741e-07 | -4632952.2835 | -0.002352 | 2.0347e-06 | 0.032987 | -0.73275 | 0.032993 | 0.044356 | -0.73226 | -0.73226 | -41.9556 | -72.4586 | -72 | -27 | -31.012 | -41 | -57 | -20.145 | 41°57 ' 20,145 "S | 72°27 ' 31,012 "
2117 | S/E CENTRAL CUMBRES | CUMBRES SPA | RÍO BUENO | 736192.14 | 5496745.25 | 18G | 18 | G | S | -75 | -4503254.75 | -0.70765 | 6384622.6364 | 0.036994 | -0.98794 | -0.57047 | -1.2016 | -1.0438 | -1.8495 | 0.0050546 | 4.2582e-05 | 1.6741e-07 | -4488306.4467 | -0.0023413 | 2.6629e-06 | 0.036994 | -0.70999 | 0.037002 | 0.048754 | -0.70941 | -0.70941 | -40.6464 | -72.2066 | -72 | -12 | -23.868 | -40 | -38 | -46.956 | 40°38 ' 46,956 "S | 72°12 ' 23,868 "
2118 | S/E TAP OFF TORRE 54 | CHILQUINTA TRANSMISIÓN S.A. | VIÑA DEL MAR | 261331 | 6339681 | 19H | 19 | H | S | -69 | -3660319 | -0.57519 | 6381910.404 | -0.037398 | -0.91292 | -0.64276 | -1.0317 | -0.93443 | -1.7082 | 0.0050546 | 4.2582e-05 | 1.6741e-07 | -3646415.0264 | -0.0021787 | 3.3182e-06 | -0.037398 | -0.57737 | -0.037406 | -0.044613 | -0.57692 | -0.57692 | -33.0553 | -71.5562 | -71 | -33 | -22.17 | -33 | -3 | -18.963 | 33°3 ' 18,963 "S | 71°33 ' 22,17 "
2119 | S/E SANTA LUISA | CGE TRANSMISIÓN S.A. | LOS ÁNGELES | 724292.6 | 5848710.25 | 18H | 18 | H | S | -75 | -4151289.75 | -0.65234 | 6383464.4518 | 0.035137 | -0.9648 | -0.60926 | -1.1347 | -1.0034 | -1.8005 | 0.0050546 | 4.2582e-05 | 1.6741e-07 | -4136646.5316 | -0.0022939 | 2.6271e-06 | 0.035136 | -0.65464 | 0.035144 | 0.044273 | -0.65416 | -0.65417 | -37.4813 | -72.4633 | -72 | -27 | -47.944 | -37 | -28 | -52.701 | 37°28 ' 52,701 "S | 72°27 ' 47,944 "
2121 | S/E CHIRRE | SISTEMA DE TRANSMISIÓN DEL SUR S.A. | RÍO BUENO | 700896 | 5499391 | 18G | 18 | G | S | -75 | -4500609 | -0.70724 | 6384613.8342 | 0.031466 | -0.98781 | -0.5708 | -1.2011 | -1.0436 | -1.8492 | 0.0050546 | 4.2582e-05 | 1.6741e-07 | -4485662.2732 | -0.0023411 | 1.9279e-06 | 0.031466 | -0.70958 | 0.031471 | 0.04146 | -0.70915 | -0.70916 | -40.6319 | -72.6245 | -72 | -37 | -28.343 | -40 | -37 | -54.855 | 40°37 ' 54,855 "S | 72°37 ' 28,343 "
2122 | S/E SAN GABRIEL | PARQUE EÓLICO SAN GABRIEL SPA | RENAICO | 717985.34 | 5827627.45 | 18H | 18 | H | S | -75 | -4172372.55 | -0.65566 | 6383532.9794 | 0.034148 | -0.96652 | -0.60726 | -1.1389 | -1.006 | -1.8038 | 0.0050546 | 4.2582e-05 | 1.6741e-07 | -4157705.6871 | -0.0022976 | 2.4688e-06 | 0.034148 | -0.65795 | 0.034155 | 0.043139 | -0.6575 | -0.65751 | -37.6727 | -72.5283 | -72 | -31 | -41.946 | -37 | -40 | -21.61 | 37°40 ' 21,61 "S | 72°31 ' 41,946 "
2123 | S/E PARGUA | SISTEMA DE TRANSMISIÓN DEL SUR S.A. | CALBUCO | 624490.6 | 5373782.8 | 18F | 18 | F | S | -75 | -4626217.2 | -0.72698 | 6385032.9236 | 0.019497 | -0.99318 | -0.55448 | -1.2236 | -1.0563 | -1.8637 | 0.0050546 | 4.2582e-05 | 1.6741e-07 | -4611207.7171 | -0.0023507 | 7.1516e-07 | 0.019497 | -0.72933 | 0.019498 | 0.026145 | -0.72916 | -0.72916 | -41.778 | -73.502 | -73 | -30 | -7.287 | -41 | -46 | -40.948 | 41°46 ' 40,948 "S | 73°30 ' 7,287 "
2124 | S/E LLOLLELHUE | SISTEMA DE TRANSMISIÓN DEL SUR S.A. | PAILLACO | 679826.96 | 5552237.09 | 18H | 18 | H | S | -75 | -4447762.91 | -0.69893 | 6384438.2782 | 0.028166 | -0.98508 | -0.57729 | -1.1915 | -1.0379 | -1.8427 | 0.0050546 | 4.2582e-05 | 1.6741e-07 | -4432849.9609 | -0.0023358 | 1.5667e-06 | 0.028166 | -0.70127 | 0.02817 | 0.036854 | -0.70093 | -0.70094 | -40.161 | -72.8884 | -72 | -53 | -18.304 | -40 | -9 | -39.548 | 40°9 ' 39,548 "S | 72°53 ' 18,304 "
2125 | S/E CABO NEGRO | PECKET ENERGY S.A. | PUNTA ARENAS |  |  |  | #VALUE! | #VALUE! | S | #VALUE! | #VALUE! | #VALUE! | #VALUE! | #VALUE! | #VALUE! | #VALUE! | #VALUE! | #VALUE! | #VALUE! | 0.0050546 | 4.2582e-05 | 1.6741e-07 | #VALUE! | #VALUE! | #VALUE! | #VALUE! | #VALUE! | #VALUE! | #VALUE! | #VALUE! | #VALUE! | #VALUE! | #VALUE! | #VALUE! | #VALUE! | #VALUE! | #VALUE! | #VALUE! | #VALUE! | #VALUE! | #VALUE!
2126 | S/E MAITENES | PACIFIC HYDRO CHILE S.A. | MACHALÍ | 356096.33 | 6215019.05 | 19H | 19 | H | S | -69 | -3784980.95 | -0.59478 | 6382296.4762 | -0.022547 | -0.92821 | -0.63678 | -1.0589 | -0.95336 | -1.7345 | 0.0050546 | 4.2582e-05 | 1.6741e-07 | -3770855.502 | -0.0022132 | 1.1753e-06 | -0.022547 | -0.59699 | -0.022549 | -0.027259 | -0.59682 | -0.59683 | -34.1959 | -70.5618 | -70 | -33 | -42.486 | -34 | -11 | -45.278 | 34°11 ' 45,278 "S | 70°33 ' 42,486 "
2127 | S/E CENTRAL PANGAL | PACIFIC HYDRO CHILE S.A. | MACHALÍ | 367164.54 | 6210358.3 | 19H | 19 | H | S | -69 | -3789641.7 | -0.59551 | 6382311.0339 | -0.020813 | -0.92875 | -0.63652 | -1.0599 | -0.95405 | -1.7355 | 0.0050546 | 4.2582e-05 | 1.6741e-07 | -3775508.411 | -0.0022144 | 1.0004e-06 | -0.020813 | -0.59773 | -0.020815 | -0.025175 | -0.59758 | -0.59759 | -34.2394 | -70.4424 | -70 | -26 | -32.741 | -34 | -14 | -21.843 | 34°14 ' 21,843 "S | 70°26 ' 32,741 "
2128 | S/E TAP OFF | PACIFIC HYDRO CHILE S.A. | MACHALÍ | 364303 | 6210913 | 19H | 19 | H | S | -69 | -3789087 | -0.59543 | 6382309.3009 | -0.021261 | -0.92869 | -0.63655 | -1.0598 | -0.95397 | -1.7354 | 0.0050546 | 4.2582e-05 | 1.6741e-07 | -3774954.6426 | -0.0022143 | 1.0441e-06 | -0.021261 | -0.59764 | -0.021263 | -0.025716 | -0.59749 | -0.5975 | -34.234 | -70.4734 | -70 | -28 | -24.258 | -34 | -14 | -2.51 | 34°14 ' 2,51 "S | 70°28 ' 24,258 "
2129 | TAP OFF TORRE 7 | PACIFIC HYDRO CHILE S.A. | MACHALÍ | 358695 | 6213273 | 19H | 19 | H | S | -69 | -3786727 | -0.59506 | 6382301.9289 | -0.02214 | -0.92841 | -0.63668 | -1.0593 | -0.95362 | -1.7349 | 0.0050546 | 4.2582e-05 | 1.6741e-07 | -3772598.6109 | -0.0022137 | 1.1328e-06 | -0.02214 | -0.59727 | -0.022142 | -0.026771 | -0.5971 | -0.59711 | -34.212 | -70.5339 | -70 | -32 | -2.012 | -34 | -12 | -43.227 | 34°12 ' 43,227 "S | 70°32 ' 2,012 "
2130 | S/E SAUZAL 60HZ | PACIFIC HYDRO CHILE S.A. | MACHALÍ | 349731 | 6208737 | 19H | 19 | H | S | -69 | -3791263 | -0.59577 | 6382316.1 | -0.023545 | -0.92894 | -0.63643 | -1.0602 | -0.95429 | -1.7358 | 0.0050546 | 4.2582e-05 | 1.6741e-07 | -3777126.9909 | -0.0022149 | 1.2798e-06 | -0.023545 | -0.59798 | -0.023547 | -0.028483 | -0.59779 | -0.5978 | -34.2516 | -70.632 | -70 | -37 | -55.032 | -34 | -15 | -5.918 | 34°15 ' 5,918 "S | 70°37 ' 55,032 "
2132 | S/E CENTRAL TALINAY PONIENTE | ENEL GREEN POWER CHILE S.A. | OVALLE | 251601.9996 | 6582631.0178 | 19J | 19 | J | S | -69 | -3417368.9822 | -0.53701 | 6381177.9865 | -0.038927 | -0.87913 | -0.64905 | -0.97658 | -0.8947 | -1.6509 | 0.0050546 | 4.2582e-05 | 1.6741e-07 | -3403960.5838 | -0.0021012 | 3.7698e-06 | -0.038927 | -0.53912 | -0.038936 | -0.045341 | -0.53866 | -0.53867 | -30.8635 | -71.5978 | -71 | -35 | -52.201 | -30 | -51 | -48.746 | 30°51 ' 48,746 "S | 71°35 ' 52,201 " | -30.8635 | -71.5978 | si | Talinay220
2133 | S/E MOCHO | CUMBRES SPA | RÍO BUENO | 732417.57 | 5497438.5 | 18 G | 18 | G | S | -75 | -4502561.5 | -0.70754 | 6384620.3299 | 0.036403 | -0.9879 | -0.57055 | -1.2015 | -1.0438 | -1.8494 | 0.0050546 | 4.2582e-05 | 1.6741e-07 | -4487613.6087 | -0.0023412 | 2.579e-06 | 0.036403 | -0.70988 | 0.036411 | 0.047971 | -0.70932 | -0.70932 | -40.6412 | -72.2515 | -72 | -15 | -5.319 | -40 | -38 | -28.354 | 40°38 ' 28,354 "S | 72°15 ' 5,319 "
2134 | TAP OFF ALTO RENAICO | ESPINOS S.A. | RENAICO | 712792.481 | 5827874.1488 | 18H | 18 | H | S | -75 | -4172125.8512 | -0.65562 | 6383532.1768 | 0.033335 | -0.9665 | -0.60728 | -1.1389 | -1.006 | -1.8038 | 0.0050546 | 4.2582e-05 | 1.6741e-07 | -4157459.2611 | -0.0022976 | 2.3527e-06 | 0.033335 | -0.65792 | 0.033341 | 0.042111 | -0.65749 | -0.65749 | -37.6717 | -72.5872 | -72 | -35 | -14 | -37 | -40 | -18.001 | 37°40 ' 18,001 "S | 72°35 ' 14 "
2135 | S/E FRONTERA | TRANSELEC S.A. | MARIA ELENA | 446846.132 | 7604765.997 | 19K | 19 | K | S | -69 | -2395234.003 | -0.37639 | 6378470.9159 | -0.0083333 | -0.68367 | -0.59131 | -0.71823 | -0.6865 | -1.3146 | 0.0050546 | 4.2582e-05 | 1.6741e-07 | -2384760.8683 | -0.001642 | 2.0239e-07 | -0.0083333 | -0.37803 | -0.0083334 | -0.0089663 | -0.37802 | -0.37803 | -21.6596 | -69.5137 | -69 | -30 | -49.43 | -21 | -39 | -34.424 | 21°39 ' 34,424 "S | 69°30 ' 49,43 " | -21.6596 | -69.5137 | si | Frontera220
2136 | S/E TAP OFF LIBERTADORES | INVERSIONES Y SERVICIOS DATALUNA LTDA | QUILICURA | 342526 | 6307778 | 19H | 19 | H | S | -69 | -3692222 | -0.5802 | 6382008.5845 | -0.024675 | -0.91697 | -0.6414 | -1.0387 | -0.93937 | -1.7152 | 0.0050546 | 4.2582e-05 | 1.6741e-07 | -3678259.2002 | -0.0021878 | 1.4351e-06 | -0.024675 | -0.58239 | -0.024677 | -0.02954 | -0.58219 | -0.5822 | -33.3577 | -70.6925 | -70 | -41 | -32.986 | -33 | -21 | -27.725 | 33°21 ' 27,725 "S | 70°41 ' 32,986 "
2141 | S/E AGUAS CLARAS | INNOVACIÓN ENERGÍA S.A. | TENO | 304237.68 | 6139442.19 | 19H | 19 | H | S | -69 | -3860557.81 | -0.60666 | 6382533.583 | -0.030672 | -0.93678 | -0.63229 | -1.075 | -0.96436 | -1.7495 | 0.0050546 | 4.2582e-05 | 1.6741e-07 | -3846309.1553 | -0.0022324 | 2.1397e-06 | -0.030672 | -0.60889 | -0.030676 | -0.03738 | -0.60856 | -0.60857 | -34.8685 | -71.1417 | -71 | -8 | -30.147 | -34 | -52 | -6.768 | 34°52 ' 6,768 "S | 71°8 ' 30,147 "
2143 | S/E CENTRAL PAJONALES | PRIME ENERGÍA QUICKSTART SPA | VALLENAR | 313651 | 6777839 | 19J | 19 | J | S | -69 | -3222161 | -0.50634 | 6380611.0033 | -0.029206 | -0.84825 | -0.64874 | -0.93046 | -0.86003 | -1.5988 | 0.0050546 | 4.2582e-05 | 1.6741e-07 | -3209210.2293 | -0.0020297 | 2.1982e-06 | -0.029205 | -0.50837 | -0.02921 | -0.033426 | -0.50813 | -0.50814 | -29.1143 | -70.9152 | -70 | -54 | -54.563 | -29 | -6 | -51.354 | 29°6 ' 51,354 "S | 70°54 ' 54,563 "
2145 | S/E CENTRAL COMBARBALA | PRIME ENERGÍA QUICKSTART SPA | COMBARBALÁ | 301025 | 6552727 | 19J | 19 | J | S | -69 | -3447273 | -0.54171 | 6381266.6052 | -0.031181 | -0.88357 | -0.64867 | -0.9835 | -0.89979 | -1.6584 | 0.0050546 | 4.2582e-05 | 1.6741e-07 | -3433799.1188 | -0.0021115 | 2.4053e-06 | -0.031181 | -0.54382 | -0.031186 | -0.036428 | -0.54353 | -0.54354 | -31.1425 | -71.0871 | -71 | -5 | -13.716 | -31 | -8 | -33.115 | 31°8 ' 33,115 "S | 71°5 ' 13,716 "
2146 | S/E CENTRAL CHAGUAL | PRIME ENERGÍA QUICKSTART SPA | LOS VILOS | 265810.9 | 6463355.56 | 19J | 19 | J | S | -69 | -3536644.44 | -0.55576 | 6381534.0807 | -0.036698 | -0.89637 | -0.64687 | -1.0039 | -0.91467 | -1.6801 | 0.0050546 | 4.2582e-05 | 1.6741e-07 | -3522982.309 | -0.0021409 | 3.275e-06 | -0.036698 | -0.5579 | -0.036706 | -0.04324 | -0.55748 | -0.55749 | -31.9416 | -71.4775 | -71 | -28 | -38.827 | -31 | -56 | -29.832 | 31°56 ' 29,832 "S | 71°28 ' 38,827 "
2148 | S/E SANGRA | SISTEMA DE TRANSMISIÓN DEL SUR S.A. | PUERTO MONTT | 670429.02 | 5415406.15 | 18H | 18 | H | S | -75 | -4584593.85 | -0.72043 | 6384893.7911 | 0.026693 | -0.99157 | -0.56002 | -1.2162 | -1.0522 | -1.859 | 0.0050546 | 4.2582e-05 | 1.6741e-07 | -4569602.4232 | -0.002348 | 1.356e-06 | 0.026693 | -0.72278 | 0.026696 | 0.035581 | -0.72247 | -0.72248 | -41.3948 | -72.9614 | -72 | -57 | -40.943 | -41 | -23 | -41.391 | 41°23 ' 41,391 "S | 72°57 ' 40,943 "
2149 | S/E EL BATO | ENAP REFINERIAS S.A. - ACONCAGUA | QUINTERO | 267005.12 | 6370699.05 | 19H | 19 | H | S | -69 | -3629300.95 | -0.57032 | 6381815.3721 | -0.036509 | -0.9089 | -0.64396 | -1.0248 | -0.92957 | -1.7014 | 0.0050546 | 4.2582e-05 | 1.6741e-07 | -3615455.5767 | -0.0021695 | 3.1823e-06 | -0.036509 | -0.57249 | -0.036517 | -0.043417 | -0.57206 | -0.57207 | -32.777 | -71.4876 | -71 | -29 | -15.368 | -32 | -46 | -37.074 | 32°46 ' 37,074 "S | 71°29 ' 15,368 "
2150 | S/E LOS TILOS BULNES | COOPERATIVA DE CONSUMO DE ENERGÍA ELÉCTRICA CHILLÁN LTDA. | BULNES | 748054.48 | 5915037.5 | 18H | 18 | H | S | -75 | -4084962.5 | -0.64192 | 6383249.6964 | 0.03886 | -0.95911 | -0.61528 | -1.1215 | -0.99493 | -1.7898 | 0.0050546 | 4.2582e-05 | 1.6741e-07 | -4070398.0809 | -0.0022817 | 3.2645e-06 | 0.03886 | -0.6442 | 0.03887 | 0.048575 | -0.64364 | -0.64364 | -36.8781 | -72.2169 | -72 | -13 | -0.728 | -36 | -52 | -41.02 | 36°52 ' 41,02 "S | 72°13 ' 0,728 "
2152 | S/E CERROS DE HUICHAHUE | ELETRANS S.A. | LOS LAGOS | 679484 | 5576765 | 18H | 18 | H | S | -75 | -4423235 | -0.69508 | 6384356.9707 | 0.028113 | -0.98373 | -0.58023 | -1.1869 | -1.0353 | -1.8395 | 0.0050546 | 4.2582e-05 | 1.6741e-07 | -4408339.2073 | -0.0023332 | 1.5709e-06 | 0.028113 | -0.69741 | 0.028117 | 0.036665 | -0.69708 | -0.69709 | -39.9402 | -72.8992 | -72 | -53 | -57.25 | -39 | -56 | -24.787 | 39°56 ' 24,787 "S | 72°53 ' 57,25 "
2153 | S/E PALMAR | HIDROPALMAR S.A. | PUYEHUE | 726534.46 | 5481066.24 | 18G | 18 | G | S | -75 | -4518933.76 | -0.71012 | 6384674.8229 | 0.035481 | -0.98869 | -0.56849 | -1.2045 | -1.0455 | -1.8514 | 0.0050546 | 4.2582e-05 | 1.6741e-07 | -4503976.3386 | -0.0023427 | 2.4392e-06 | 0.035481 | -0.71246 | 0.035488 | 0.046861 | -0.71192 | -0.71192 | -40.7902 | -72.3151 | -72 | -18 | -54.215 | -40 | -47 | -24.628 | 40°47 ' 24,628 "S | 72°18 ' 54,215 "
2154 | S/E CENTRAL PALMAR | HIDROPALMAR S.A. | PUYEHUE | 726367.17 | 5481180.29 | 18G | 18 | G | S | -75 | -4518819.71 | -0.7101 | 6384674.4431 | 0.035455 | -0.98868 | -0.56851 | -1.2044 | -1.0455 | -1.8514 | 0.0050546 | 4.2582e-05 | 1.6741e-07 | -4503862.3536 | -0.0023427 | 2.4357e-06 | 0.035455 | -0.71244 | 0.035462 | 0.046826 | -0.7119 | -0.71191 | -40.7892 | -72.3171 | -72 | -19 | -1.495 | -40 | -47 | -21.099 | 40°47 ' 21,099 "S | 72°19 ' 1,495 "
2155 | S/E CENTRAL CORRENTOSO | HIDROPALMAR S.A. | PUYEHUE | 726378 | 5481176 | 18G | 18 | G | S | -75 | -4518824 | -0.7101 | 6384674.4574 | 0.035456 | -0.98868 | -0.56851 | -1.2044 | -1.0455 | -1.8514 | 0.0050546 | 4.2582e-05 | 1.6741e-07 | -4503866.6411 | -0.0023427 | 2.4359e-06 | 0.035456 | -0.71244 | 0.035464 | 0.046828 | -0.7119 | -0.71191 | -40.7892 | -72.317 | -72 | -19 | -1.027 | -40 | -47 | -21.227 | 40°47 ' 21,227 "S | 72°19 ' 1,027 "
2156 | S/E CSP CERRO DOMINADOR | CERRO DOMINADOR CSP S.A. | MARIA ELENA | 450881.705 | 7481597.077 | 19H | 19 | H | S | -69 | -2518402.923 | -0.39575 | 6378759.4769 | -0.0077003 | -0.71141 | -0.60568 | -0.75145 | -0.71501 | -1.3636 | 0.0050546 | 4.2582e-05 | 1.6741e-07 | -2507509.451 | -0.0017078 | 1.7011e-07 | -0.0077003 | -0.39746 | -0.0077004 | -0.0083512 | -0.39744 | -0.39745 | -22.7724 | -69.4785 | -69 | -28 | -42.553 | -22 | -46 | -20.597 | 22°46 ' 20,597 "S | 69°28 ' 42,553 "
2157 | S/E QUILMO II | COOPERATIVA DE CONSUMO DE ENERGÍA ELÉCTRICA CHILLÁN LTDA. | CHILLÁN VIEJO | 759140.47 | 5940597.37 | 18H | 18 | H | S | -75 | -4059402.63 | -0.6379 | 6383167.2904 | 0.040597 | -0.95681 | -0.61749 | -1.1163 | -0.9916 | -1.7855 | 0.0050546 | 4.2582e-05 | 1.6741e-07 | -4044870.3586 | -0.0022767 | 3.5843e-06 | 0.040597 | -0.64018 | 0.040609 | 0.050592 | -0.63957 | -0.63958 | -36.645 | -72.1013 | -72 | -6 | -4.709 | -36 | -38 | -41.87 | 36°38 ' 41,87 "S | 72°6 ' 4,709 "
2158 | S/E ALTO CACHAPOAL | ELÉCTRICA CIPRESILLOS SPA | MACHALÍ | 373147 | 6198908 | 19H | 19 | H | S | -69 | -3801092 | -0.59731 | 6382346.8351 | -0.019876 | -0.93008 | -0.63588 | -1.0624 | -0.95573 | -1.7378 | 0.0050546 | 4.2582e-05 | 1.6741e-07 | -3786939.5829 | -0.0022174 | 9.101e-07 | -0.019876 | -0.59953 | -0.019877 | -0.024071 | -0.5994 | -0.59941 | -34.3434 | -70.3792 | -70 | -22 | -45.009 | -34 | -20 | -36.177 | 34°20 ' 36,177 "S | 70°22 ' 45,009 "
2159 | S/E CENTRAL CIPRESILLOS | ELÉCTRICA CIPRESILLOS SPA | MACHALÍ | 380272 | 6188275 | 19H | 19 | H | S | -69 | -3811725 | -0.59898 | 6382380.1271 | -0.018759 | -0.9313 | -0.63526 | -1.0646 | -0.95729 | -1.7399 | 0.0050546 | 4.2582e-05 | 1.6741e-07 | -3797554.9925 | -0.0022202 | 8.0889e-07 | -0.018759 | -0.6012 | -0.01876 | -0.022745 | -0.60108 | -0.60109 | -34.4401 | -70.3032 | -70 | -18 | -11.549 | -34 | -26 | -24.351 | 34°26 ' 24,351 "S | 70°18 ' 11,549 "
2161 | S/E CENTRAL LOS VIENTOS | GENERADORA METROPOLITANA SPA | LLAY-LLAY | 311599.25 | 6364248.51 | 19H | 19 | H | S | -69 | -3635751.49 | -0.57133 | 6381835.1 | -0.029521 | -0.90974 | -0.64372 | -1.0262 | -0.93058 | -1.7028 | 0.0050546 | 4.2582e-05 | 1.6741e-07 | -3621893.8163 | -0.0021714 | 2.078e-06 | -0.029521 | -0.5735 | -0.029526 | -0.035135 | -0.57322 | -0.57323 | -32.8437 | -71.0131 | -71 | 0 | -47.095 | -32 | -50 | -37.2 | 32°50 ' 37,2 "S | 71°0 ' 47,095 "
2163 | S/E CENTRAL LOS MOLLES | ENEL GENERACIÓN CHILE S.A. |  | 348081.01 | 6597690.45 | 19J | 19 | J | S | -69 | -3402309.55 | -0.53465 | 6381133.5302 | -0.023808 | -0.87686 | -0.6492 | -0.97308 | -0.89211 | -1.6471 | 0.0050546 | 4.2582e-05 | 1.6741e-07 | -3388934.5981 | -0.002096 | 1.4141e-06 | -0.023808 | -0.53674 | -0.02381 | -0.027699 | -0.53657 | -0.53658 | -30.744 | -70.587 | -70 | -35 | -13.268 | -30 | -44 | -38.483 | 30°44 ' 38,483 "S | 70°35 ' 13,268 "
2164 | S/E CANUTILLAR | COLBÚN S.A. | COCHAMÓ | 721772.87 | 5399206.93 | 18G | 18 | G | S | -75 | -4600793.07 | -0.72298 | 6384947.9115 | 0.034734 | -0.99222 | -0.55788 | -1.2191 | -1.0538 | -1.8609 | 0.0050546 | 4.2582e-05 | 1.6741e-07 | -4585794.2928 | -0.0023491 | 2.2858e-06 | 0.034734 | -0.72533 | 0.034741 | 0.046394 | -0.72479 | -0.7248 | -41.5281 | -72.3418 | -72 | -20 | -30.557 | -41 | -31 | -41.069 | 41°31 ' 41,069 "S | 72°20 ' 30,557 "
2165 | S/E ANGOSTURA | COLBÚN S.A. | SANTA BÁRBARA | 251317 | 5822718 | 19H | 19 | H | S | -69 | -4177282 | -0.65643 | 6383548.9548 | -0.038957 | -0.96692 | -0.60678 | -1.1399 | -1.0066 | -1.8046 | 0.0050546 | 4.2582e-05 | 1.6741e-07 | -4162609.7286 | -0.0022985 | 3.2093e-06 | -0.038957 | -0.65873 | -0.038967 | -0.049237 | -0.65814 | -0.65815 | -37.7091 | -71.8211 | -71 | -49 | -15.842 | -37 | -42 | -32.623 | 37°42 ' 32,623 "S | 71°49 ' 15,842 "
2167 | S/E PARQUE EOLICO EL MAITEN | PARQUE EÓLICO EL MAITÉN SPA | LAJA | 716480 | 5872320 | 18 S | 18 | S | S | -75 | -4127680 | -0.64863 | 6383387.8602 | 0.033913 | -0.96282 | -0.61146 | -1.13 | -1.0004 | -1.7968 | 0.0050546 | 4.2582e-05 | 1.6741e-07 | -4113064.0642 | -0.0022897 | 2.4612e-06 | 0.033913 | -0.65092 | 0.033919 | 0.042612 | -0.65049 | -0.65049 | -37.2705 | -72.5585 | -72 | -33 | -30.624 | -37 | -16 | -13.976 | 37°16 ' 13,976 "S | 72°33 ' 30,624 "
2168 | S/E CENTRAL NUEVA VENTANAS | AES ANDES S.A. | PUCHUNCAVÍ | 267552.09 | 6373758.69 | 19H | 19 | H | S | -69 | -3626241.31 | -0.56984 | 6381806.0212 | -0.036424 | -0.9085 | -0.64408 | -1.0241 | -0.92908 | -1.7007 | 0.0050546 | 4.2582e-05 | 1.6741e-07 | -3612401.7919 | -0.0021686 | 3.1694e-06 | -0.036423 | -0.57201 | -0.036432 | -0.043302 | -0.57158 | -0.57159 | -32.7495 | -71.481 | -71 | -28 | -51.607 | -32 | -44 | -58.223 | 32°44 ' 58,223 "S | 71°28 ' 51,607 "
2174 | S/E CAITAN | CAITAN SPA | MEJILLONES | 362772 | 7439809 | 19K | 19 | K | S | -69 | -2560191 | -0.40231 | 6378859.9658 | -0.021513 | -0.72057 | -0.6101 | -0.7626 | -0.72448 | -1.3797 | 0.0050546 | 4.2582e-05 | 1.6741e-07 | -2549158.7452 | -0.0017295 | 1.3204e-06 | -0.021513 | -0.40404 | -0.021515 | -0.023394 | -0.40395 | -0.40395 | -23.1449 | -70.3404 | -70 | -20 | -25.444 | -23 | -8 | -41.63 | 23°8 ' 41,63 "S | 70°20 ' 25,444 "
2178 | S/E DESALINIZADORA Y BOMBEO 1 (SGO) | CAITAN SPA | MEJILLONES | 362805 | 7452091 | 19K | 19 | K | S | -69 | -2547909 | -0.40038 | 6378830.2971 | -0.021508 | -0.71789 | -0.60883 | -0.75933 | -0.72171 | -1.375 | 0.0050546 | 4.2582e-05 | 1.6741e-07 | -2536917.3306 | -0.0017231 | 1.322e-06 | -0.021508 | -0.40211 | -0.02151 | -0.02337 | -0.40201 | -0.40202 | -23.034 | -70.339 | -70 | -20 | -20.326 | -23 | -2 | -2.339 | 23°2 ' 2,339 "S | 70°20 ' 20,326 "
2179 | S/E BOMBEO 2 (SGO) | CAITAN SPA | MEJILLONES | 375393 | 7447379 | 19K | 19 | K | S | -69 | -2552621 | -0.40113 | 6378841.6664 | -0.019534 | -0.71892 | -0.60932 | -0.76059 | -0.72277 | -1.3768 | 0.0050546 | 4.2582e-05 | 1.6741e-07 | -2541613.7398 | -0.0017256 | 1.0898e-06 | -0.019534 | -0.40285 | -0.019536 | -0.021232 | -0.40277 | -0.40278 | -23.0775 | -70.2165 | -70 | -12 | -59.506 | -23 | -4 | -39.11 | 23°4 ' 39,11 "S | 70°12 ' 59,506 "
2180 | S/E BOMBEO 3 (SGO) | CAITAN SPA | MEJILLONES | 386562 | 7472675 | 19K | 19 | K | S | -69 | -2527325 | -0.39715 | 6378780.8235 | -0.017784 | -0.71337 | -0.60665 | -0.75384 | -0.71704 | -1.367 | 0.0050546 | 4.2582e-05 | 1.6741e-07 | -2516401.7318 | -0.0017124 | 9.0627e-07 | -0.017784 | -0.39886 | -0.017785 | -0.019297 | -0.3988 | -0.39881 | -22.8499 | -70.1056 | -70 | -6 | -20.32 | -22 | -50 | -59.512 | 22°50 ' 59,512 "S | 70°6 ' 20,32 "
2181 | S/E ALMEYDA | ALMEYDA SPA | CHAÑARAL | 390533 | 7101853 | 19F | 19 | F | S | -69 | -2898147 | -0.45542 | 6379718.2627 | -0.017159 | -0.79002 | -0.63718 | -0.85043 | -0.79712 | -1.4998 | 0.0050546 | 4.2582e-05 | 1.6741e-07 | -2886067.2776 | -0.0018935 | 8.0018e-07 | -0.017159 | -0.45732 | -0.017159 | -0.019122 | -0.45724 | -0.45725 | -26.1987 | -70.0956 | -70 | -5 | -44.264 | -26 | -11 | -55.19 | 26°11 ' 55,19 "S | 70°5 ' 44,264 "
2182 | S/E C.R. MAITENCILLO | EMPRESA ELÉCTRICA VALLENAR S.A. | FREIRINA | 312116 | 6844880.5 | 19J | 19 | J | S | -69 | -3155119.5 | -0.4958 | 6380421.1266 | -0.029447 | -0.83691 | -0.64749 | -0.91426 | -0.84757 | -1.5796 | 0.0050546 | 4.2582e-05 | 1.6741e-07 | -3142337.748 | -0.0020033 | 2.2607e-06 | -0.029447 | -0.49781 | -0.029451 | -0.033507 | -0.49757 | -0.49758 | -28.5093 | -70.9198 | -70 | -55 | -11.279 | -28 | -30 | -33.302 | 28°30 ' 33,302 "S | 70°55 ' 11,279 "
2183 | S/E BULNES | COOPERATIVA DE CONSUMO DE ENERGÍA ELÉCTRICA CHILLÁN LTDA. | BULNES | 748054.48 | 5915037.5 | 18H | 18 | H | S | -75 | -4084962.5 | -0.64192 | 6383249.6964 | 0.03886 | -0.95911 | -0.61528 | -1.1215 | -0.99493 | -1.7898 | 0.0050546 | 4.2582e-05 | 1.6741e-07 | -4070398.0809 | -0.0022817 | 3.2645e-06 | 0.03886 | -0.6442 | 0.03887 | 0.048575 | -0.64364 | -0.64364 | -36.8781 | -72.2169 | -72 | -13 | -0.728 | -36 | -52 | -41.02 | 36°52 ' 41,02 "S | 72°13 ' 0,728 "
2184 | S/E CENTRAL PE LA FLOR | VIENTOS DE RENAICO SPA | RENAICO | 711360.53 | 5825793.09 | 18H | 18 | H | S | -75 | -4174206.91 | -0.65595 | 6383538.9476 | 0.03311 | -0.96667 | -0.60708 | -1.1393 | -1.0062 | -1.8041 | 0.0050546 | 4.2582e-05 | 1.6741e-07 | -4159538.022 | -0.0022979 | 2.32e-06 | 0.03311 | -0.65824 | 0.033116 | 0.041838 | -0.65782 | -0.65783 | -37.6907 | -72.6028 | -72 | -36 | -10.232 | -37 | -41 | -26.659 | 37°41 ' 26,659 "S | 72°36 ' 10,232 "
2185 | S/E CENTRAL MOCHO | HIDROMOCHO S.A. | RÍO BUENO | 732434 | 5497388 | 18G | 18 | G | S | -75 | -4502612 | -0.70755 | 6384620.4979 | 0.036405 | -0.9879 | -0.57055 | -1.2015 | -1.0438 | -1.8494 | 0.0050546 | 4.2582e-05 | 1.6741e-07 | -4487664.0787 | -0.0023412 | 2.5793e-06 | 0.036405 | -0.70989 | 0.036413 | 0.047974 | -0.70932 | -0.70933 | -40.6417 | -72.2513 | -72 | -15 | -4.553 | -40 | -38 | -29.973 | 40°38 ' 29,973 "S | 72°15 ' 4,553 "
2186 | S/E NUEVA POZO ALMONTE | RED ELÉCTRICA DEL NORTE S.A. | POZO ALMONTE | 421957.041 | 7753540.06 | 19J | 19 | J | S | -69 | -2246459.94 | -0.35301 | 6378138.0339 | -0.012236 | -0.64882 | -0.57127 | -0.67742 | -0.65088 | -1.2525 | 0.0050546 | 4.2582e-05 | 1.6741e-07 | -2236516.226 | -0.001559 | 4.4421e-07 | -0.012236 | -0.35457 | -0.012236 | -0.013047 | -0.35455 | -0.35455 | -20.3145 | -69.7476 | -69 | -44 | -51.183 | -20 | -18 | -52.157 | 20°18 ' 52,157 "S | 69°44 ' 51,183 "
2187 | S/E CENTRAL CAMPICHE | EMPRESA ELÉCTRICA CAMPICHE S.A. | PUCHUNCAVÍ | 267489.9997 | 6373804.0169 | 19H | 19 | H | S | -69 | -3626195.9831 | -0.56983 | 6381805.8827 | -0.036433 | -0.90849 | -0.64408 | -1.0241 | -0.92908 | -1.7007 | 0.0050546 | 4.2582e-05 | 1.6741e-07 | -3612356.5518 | -0.0021686 | 3.1711e-06 | -0.036433 | -0.572 | -0.036441 | -0.043313 | -0.57157 | -0.57158 | -32.7491 | -71.4817 | -71 | -28 | -53.95 | -32 | -44 | -56.706 | 32°44 ' 56,706 "S | 71°28 ' 53,95 "
2190 | S/E CENTRAL NALCAS | HIDROENERSUR S.A. | PUERTO OCTAY | 724049 | 5469485 | 18H | 18 | H | S | -75 | -4530515 | -0.71194 | 6384713.3962 | 0.035091 | -0.98923 | -0.56702 | -1.2065 | -1.0467 | -1.8528 | 0.0050546 | 4.2582e-05 | 1.6741e-07 | -4515551.0904 | -0.0023437 | 2.3785e-06 | 0.035091 | -0.71428 | 0.035099 | 0.04642 | -0.71375 | -0.71375 | -40.8951 | -72.3403 | -72 | -20 | -25.159 | -40 | -53 | -42.262 | 40°53 ' 42,262 "S | 72°20 ' 25,159 "
2191 | S/E CENTRAL CALLAO | HIDROENERSUR S.A. | PUERTO OCTAY | 724252.8 | 5470257.62 | 18G | 18 | G | S | -75 | -4529742.38 | -0.71181 | 6384710.8221 | 0.035123 | -0.98919 | -0.56712 | -1.2064 | -1.0466 | -1.8527 | 0.0050546 | 4.2582e-05 | 1.6741e-07 | -4514778.8967 | -0.0023436 | 2.3833e-06 | 0.035123 | -0.71416 | 0.035131 | 0.046457 | -0.71362 | -0.71363 | -40.8881 | -72.3382 | -72 | -20 | -17.462 | -40 | -53 | -17.032 | 40°53 ' 17,032 "S | 72°20 ' 17,462 "
2192 | S/E BONITO | HIDROENERSUR S.A. | PUERTO OCTAY | 718639 | 5467123 | 18G | 18 | G | S | -75 | -4532877 | -0.71231 | 6384721.2659 | 0.034244 | -0.98933 | -0.56672 | -1.207 | -1.0469 | -1.8531 | 0.0050546 | 4.2582e-05 | 1.6741e-07 | -4517911.7929 | -0.0023439 | 2.2636e-06 | 0.034244 | -0.71465 | 0.034251 | 0.045315 | -0.71414 | -0.71415 | -40.9178 | -72.4036 | -72 | -24 | -13.134 | -40 | -55 | -4.049 | 40°55 ' 4,049 "S | 72°24 ' 13,134 "
2193 | S/E CENTRAL SOLAR DIEGO DE ALMAGRO | ENEL GREEN POWER CHILE S.A. | DIEGO DE ALMAGRO | 392838.9101 | 7082432.2218 | 19J | 19 | J | S | -69 | -2917567.7782 | -0.45847 | 6379769.9369 | -0.016797 | -0.79375 | -0.63827 | -0.85535 | -0.80108 | -1.5062 | 0.0050546 | 4.2582e-05 | 1.6741e-07 | -2905432.0653 | -0.0019022 | 7.6451e-07 | -0.016797 | -0.46038 | -0.016798 | -0.018748 | -0.46031 | -0.46032 | -26.3742 | -70.0742 | -70 | -4 | -27 | -26 | -22 | -27 | 26°22 ' 27 "S | 70°4 ' 27 "
2194 | S/E TOLPAN SUR | ACCIONA ENERGÍA CHILE HOLDINGS S.A. | RENAICO | 712859 | 5826350 | 18F | 18 | F | S | -75 | -4173650 | -0.65586 | 6383537.1356 | 0.033345 | -0.96663 | -0.60713 | -1.1392 | -1.0062 | -1.804 | 0.0050546 | 4.2582e-05 | 1.6741e-07 | -4158981.7263 | -0.0022978 | 2.3533e-06 | 0.033345 | -0.65816 | 0.033351 | 0.042132 | -0.65773 | -0.65773 | -37.6854 | -72.586 | -72 | -35 | -9.685 | -37 | -41 | -7.357 | 37°41 ' 7,357 "S | 72°35 ' 9,685 "
2195 | S/E C.R. LLANOS BLANCOS | PRIME ENERGÍA QUICKSTART SPA | COQUIMBO | 286451 | 6662248 | 19J | 19 | J | S | -69 | -3337752 | -0.5245 | 6380944.281 | -0.033467 | -0.86693 | -0.64952 | -0.95797 | -0.88085 | -1.6303 | 0.0050546 | 4.2582e-05 | 1.6741e-07 | -3324523.972 | -0.0020731 | 2.8277e-06 | -0.033467 | -0.52658 | -0.033473 | -0.038699 | -0.52625 | -0.52626 | -30.1524 | -71.2173 | -71 | -13 | -2.15 | -30 | -9 | -8.742 | 30°9 ' 8,742 "S | 71°13 ' 2,15 "
2196 | S/E TAP OFF LLANOS BLANCOS | PRIME ENERGÍA QUICKSTART SPA | COQUIMBO | 286265 | 6662665 | 19J | 19 | J | S | -69 | -3337335 | -0.52444 | 6380943.0657 | -0.033496 | -0.86686 | -0.64952 | -0.95787 | -0.88078 | -1.6302 | 0.0050546 | 4.2582e-05 | 1.6741e-07 | -3324107.9396 | -0.0020729 | 2.8328e-06 | -0.033496 | -0.52651 | -0.033502 | -0.038731 | -0.52618 | -0.52619 | -30.1486 | -71.2191 | -71 | -13 | -8.795 | -30 | -8 | -55.087 | 30°8 ' 55,087 "S | 71°13 ' 8,795 "
2197 | S/E SECCIONADORA RIO MALLECO | TRANSELEC S.A. | ERCILLA | 738185.2 | 5786141.45 | 18H | 18 | H | S | -75 | -4213858.55 | -0.66218 | 6383668.1814 | 0.037312 | -0.96979 | -0.60319 | -1.1471 | -1.0111 | -1.8102 | 0.0050546 | 4.2582e-05 | 1.6741e-07 | -4199147.1437 | -0.0023045 | 2.9178e-06 | 0.037312 | -0.66448 | 0.03732 | 0.047371 | -0.66394 | -0.66394 | -38.0411 | -72.2858 | -72 | -17 | -8.992 | -38 | -2 | -28.137 | 38°2 ' 28,137 "S | 72°17 ' 8,992 "
2198 | S/E GRANJA SOLAR | MARÍA ELENA SOLAR S.A. | POZO ALMONTE | 449119.9537 | 7698940.6652 | 19 K | 19 | K | S | -69 | -2301059.3348 | -0.36159 | 6378258.1676 | -0.0079771 | -0.66178 | -0.57896 | -0.69248 | -0.6641 | -1.2757 | 0.0050546 | 4.2582e-05 | 1.6741e-07 | -2290918.636 | -0.0015899 | 1.876e-07 | -0.0079771 | -0.36318 | -0.0079772 | -0.0085336 | -0.36317 | -0.36318 | -20.8088 | -69.4889 | -69 | -29 | -20.19 | -20 | -48 | -31.516 | 20°48 ' 31,516 "S | 69°29 ' 20,19 "
2207 | S/E SECCIONADORA RIO TOLTEN | SOCIEDAD AUSTRAL DE TRANSMISIÓN TRONCAL S.A. | FREIRE | 704484.63 | 5685620.86 | 18S.Zona H | 18S.Zona | S.Zona H | S | #VALUE! | -4314379.14 | -0.67797 | 6383997.6087 | 0.032031 | -0.97701 | -0.59265 | -1.1665 | -1.023 | -1.8249 | 0.0050546 | 4.2582e-05 | 1.6741e-07 | -4299570.7603 | -0.0023196 | 2.0972e-06 | 0.032031 | -0.68029 | 0.032036 | 0.041187 | -0.67988 | -0.67988 | -38.9545 | #VALUE! | #VALUE! | #VALUE! | #VALUE! | -38 | -57 | -16.311 | 38°57 ' 16,311 "S | #VALUE!
2208 | S/E LA MISION | SISTEMA DE TRANSMISIÓN DEL SUR S.A. | OSORNO | 653637.205 | 5510190.683 | 18G | 18 | G | S | -75 | -4489809.317 | -0.70554 | 6384577.9173 | 0.024064 | -0.98727 | -0.57214 | -1.1992 | -1.0424 | -1.8479 | 0.0050546 | 4.2582e-05 | 1.6741e-07 | -4474869.1388 | -0.00234 | 1.1308e-06 | 0.024064 | -0.70788 | 0.024066 | 0.031666 | -0.70763 | -0.70764 | -40.5448 | -73.1857 | -73 | -11 | -8.399 | -40 | -32 | -41.288 | 40°32 ' 41,288 "S | 73°11 ' 8,399 "
2209 | S/E REMEHUE | SISTEMA DE TRANSMISIÓN DEL SUR S.A. | OSORNO | 660504.34 | 5510151.85 | 18G | 18 | G | S | -75 | -4489848.15 | -0.70555 | 6384578.0464 | 0.025139 | -0.98727 | -0.57214 | -1.1992 | -1.0424 | -1.8479 | 0.0050546 | 4.2582e-05 | 1.6741e-07 | -4474907.9479 | -0.00234 | 1.2342e-06 | 0.025139 | -0.70789 | 0.025142 | 0.033081 | -0.70762 | -0.70762 | -40.5439 | -73.1046 | -73 | -6 | -16.568 | -40 | -32 | -37.861 | 40°32 ' 37,861 "S | 73°6 ' 16,568 "
2211 | S/E NUEVA LAMPA | SOCIEDAD TRANSMISORA METROPOLITANA II S.A. | LAMPA | 336380.85 | 6311887.59 | 19H | 19 | H | S | -69 | -3688112.41 | -0.57956 | 6381995.9128 | -0.025638 | -0.91645 | -0.64158 | -1.0378 | -0.93873 | -1.7143 | 0.0050546 | 4.2582e-05 | 1.6741e-07 | -3674157.1054 | -0.0021867 | 1.5506e-06 | -0.025638 | -0.58175 | -0.02564 | -0.030679 | -0.58153 | -0.58154 | -33.3197 | -70.7578 | -70 | -45 | -27.978 | -33 | -19 | -11.039 | 33°19 ' 11,039 "S | 70°45 ' 27,978 "
2212 | S/E ANDES SOLAR II | ANDES SOLAR II SPA | ANTOFAGASTA | 542587.444 | 7344037.778 | 19J | 19 | J | S | -69 | -2655962.222 | -0.41736 | 6379095.0805 | 0.0066761 | -0.74111 | -0.61934 | -0.78792 | -0.74578 | -1.4155 | 0.0050546 | 4.2582e-05 | 1.6741e-07 | -2644619.4136 | -0.0017781 | 1.2551e-07 | 0.0066761 | -0.41914 | 0.0066761 | 0.0073087 | -0.41913 | -0.41914 | -24.0151 | -68.5812 | -68 | -34 | -52.477 | -24 | 0 | -54.379 | 24°0 ' 54,379 "S | 68°34 ' 52,477 "
2213 | S/E TRES QUEBRADAS | COMPAÑÍA MINERA NEVADA SPA | ALTO DEL CARMEN | 382376.876 | 6745438.003 | 19J | 19 | J | S | -69 | -3254561.997 | -0.51143 | 6380703.683 | -0.018434 | -0.8536 | -0.64913 | -0.93823 | -0.86596 | -1.6078 | 0.0050546 | 4.2582e-05 | 1.6741e-07 | -3241531.6894 | -0.0020421 | 8.7081e-07 | -0.018434 | -0.51347 | -0.018435 | -0.021161 | -0.51338 | -0.51339 | -29.4149 | -70.2125 | -70 | -12 | -44.844 | -29 | -24 | -53.52 | 29°24 ' 53,52 "S | 70°12 ' 44,844 "
2214 | S/E LAMA | COMPAÑÍA MINERA NEVADA SPA | ALTO DEL CARMEN | 406708 | 6754291 | 19J | 19 | J | S | -69 | -3245709 | -0.51004 | 6380678.3018 | -0.014621 | -0.85215 | -0.64904 | -0.93611 | -0.86434 | -1.6054 | 0.0050546 | 4.2582e-05 | 1.6741e-07 | -3232700.2845 | -0.0020388 | 5.4867e-07 | -0.014621 | -0.51208 | -0.014622 | -0.016771 | -0.51202 | -0.51203 | -29.337 | -69.9609 | -69 | -57 | -39.363 | -29 | -20 | -13.279 | 29°20 ' 13,279 "S | 69°57 ' 39,363 "
2215 | S/E NUEVA PANQUEHUE | TRANSQUINTA S.A. | PANQUEHUE | 321053 | 6368801 | 19H | 19 | H | S | -69 | -3631199 | -0.57062 | 6381821.1751 | -0.02804 | -0.90915 | -0.64389 | -1.0252 | -0.92986 | -1.7018 | 0.0050546 | 4.2582e-05 | 1.6741e-07 | -3617350.0011 | -0.0021701 | 1.8764e-06 | -0.02804 | -0.57279 | -0.028044 | -0.033357 | -0.57253 | -0.57254 | -32.8042 | -70.9112 | -70 | -54 | -40.457 | -32 | -48 | -15.146 | 32°48 ' 15,146 "S | 70°54 ' 40,457 "
2216 | S/E CENTRAL RUCATAYO | EMPRESA ELÉCTRICA RUCATAYO S.A. | PUYEHUE | 694027.22 | 5500996.73 | 18G | 18 | G | S | -75 | -4499003.27 | -0.70698 | 6384608.4927 | 0.03039 | -0.98773 | -0.571 | -1.2008 | -1.0434 | -1.849 | 0.0050546 | 4.2582e-05 | 1.6741e-07 | -4484057.5053 | -0.0023409 | 1.7991e-06 | 0.03039 | -0.70933 | 0.030394 | 0.040035 | -0.70893 | -0.70894 | -40.6191 | -72.7062 | -72 | -42 | -22.285 | -40 | -37 | -8.73 | 40°37 ' 8,73 "S | 72°42 ' 22,285 "
2217 | TAP OFF CHOLGUAN (TRANSELEC) | TRANSELEC S.A. | YUNGAY | 759879 | 5882811 | 18 H | 18 | H | S | -75 | -4117189 | -0.64699 | 6383353.8784 | 0.040712 | -0.96193 | -0.61241 | -1.1279 | -0.99907 | -1.7951 | 0.0050546 | 4.2582e-05 | 1.6741e-07 | -4102585.4595 | -0.0022878 | 3.5559e-06 | 0.040712 | -0.64927 | 0.040723 | 0.051082 | -0.64864 | -0.64865 | -37.165 | -72.0732 | -72 | -4 | -23.648 | -37 | -9 | -54.019 | 37°9 ' 54,019 "S | 72°4 ' 23,648 "
2219 | S/E CENTRAL NEHUENCO II | COLBÚN S.A. | QUILLOTA | 282857.78 | 6353228.45 | 19H | 19 | H | S | -69 | -3646771.55 | -0.57306 | 6381868.8457 | -0.034025 | -0.91117 | -0.6433 | -1.0286 | -0.93231 | -1.7052 | 0.0050546 | 4.2582e-05 | 1.6741e-07 | -3632893.0005 | -0.0021747 | 2.7542e-06 | -0.034025 | -0.57524 | -0.034031 | -0.040537 | -0.57486 | -0.57487 | -32.9377 | -71.3226 | -71 | -19 | -21.271 | -32 | -56 | -15.635 | 32°56 ' 15,635 "S | 71°19 ' 21,271 "
2220 | S/E CENTRAL NEHUENCO III | COLBÚN S.A. | QUILLOTA | 282738 | 6353463 | 19H | 19 | H | S | -69 | -3646537 | -0.57303 | 6381868.1269 | -0.034044 | -0.91114 | -0.64331 | -1.0286 | -0.93228 | -1.7052 | 0.0050546 | 4.2582e-05 | 1.6741e-07 | -3632658.893 | -0.0021746 | 2.7574e-06 | -0.034044 | -0.5752 | -0.03405 | -0.040558 | -0.57483 | -0.57483 | -32.9355 | -71.3238 | -71 | -19 | -25.681 | -32 | -56 | -7.939 | 32°56 ' 7,939 "S | 71°19 ' 25,681 "
2221 | S/E ANA MARIA | TSGF SPA | MARIA ELENA | 437895.77 | 7562877.85 | 19K | 19 | K | S | -69 | -2437122.15 | -0.38298 | 6378567.7576 | -0.0097364 | -0.69322 | -0.59642 | -0.72959 | -0.6963 | -1.3315 | 0.0050546 | 4.2582e-05 | 1.6741e-07 | -2426504.1986 | -0.0016646 | 2.7484e-07 | -0.0097364 | -0.38464 | -0.0097365 | -0.010504 | -0.38462 | -0.38463 | -22.0377 | -69.6018 | -69 | -36 | -6.533 | -22 | -2 | -15.718 | 22°2 ' 15,718 "S | 69°36 ' 6,533 " | -22.0377 | -69.6018 | si | AnaMaria220
2222 | S/E DON ANTONIO | TSGF SPA | MARIA ELENA | 438051.28 | 7563276.06 | 19K | 19 | K | S | -69 | -2436723.94 | -0.38291 | 6378566.8307 | -0.009712 | -0.69313 | -0.59637 | -0.72948 | -0.6962 | -1.3314 | 0.0050546 | 4.2582e-05 | 1.6741e-07 | -2426107.3563 | -0.0016644 | 2.7348e-07 | -0.009712 | -0.38458 | -0.0097122 | -0.010477 | -0.38456 | -0.38457 | -22.0341 | -69.6003 | -69 | -36 | -1.054 | -22 | -2 | -2.787 | 22°2 ' 2,787 "S | 69°36 ' 1,054 "
2223 | S/E CENTRAL SAN JAVIER | PRIME ENERGÍA QUICKSTART SPA | CONSTITUCIÓN | 738274 | 6080575 | 18F | 18 | F | S | -75 | -3919425 | -0.61591 | 6382719.7561 | 0.037331 | -0.94309 | -0.62835 | -1.0875 | -0.97268 | -1.7607 | 0.0050546 | 4.2582e-05 | 1.6741e-07 | -3905086.2278 | -0.0022465 | 3.1288e-06 | 0.037331 | -0.61815 | 0.03734 | 0.045786 | -0.61766 | -0.61767 | -35.3897 | -72.3766 | -72 | -22 | -35.864 | -35 | -23 | -23.047 | 35°23 ' 23,047 "S | 72°22 ' 35,864 "
2224 | S/E LLANQUIHUE | SISTEMA DE TRANSMISIÓN DEL SUR S.A. | LLANQUIHUE | 666928 | 5427874 | 18H | 18 | H | S | -75 | -4572126 | -0.71848 | 6384852.1623 | 0.026144 | -0.99106 | -0.56165 | -1.214 | -1.0509 | -1.8576 | 0.0050546 | 4.2582e-05 | 1.6741e-07 | -4557140.5108 | -0.002347 | 1.3053e-06 | 0.026144 | -0.72082 | 0.026147 | 0.03479 | -0.72052 | -0.72053 | -41.2833 | -73.0067 | -73 | 0 | -23.952 | -41 | -16 | -59.975 | 41°16 ' 59,975 "S | 73°0 ' 23,952 "
2225 | S/E USYA | ACCIONA ENERGÍA CHILE HOLDINGS S.A. | CALAMA | 516132.99 | 7512813.12 | 19K | 19 | K | S | -69 | -2487186.88 | -0.39084 | 6378685.2582 | 0.0025292 | -0.70448 | -0.60223 | -0.74308 | -0.70787 | -1.3514 | 0.0050546 | 4.2582e-05 | 1.6741e-07 | -2476398.3575 | -0.0016913 | 1.8427e-08 | 0.0025292 | -0.39253 | 0.0025292 | 0.0027374 | -0.39253 | -0.39254 | -22.491 | -68.8432 | -68 | -50 | -35.371 | -22 | -29 | -27.699 | 22°29 ' 27,699 "S | 68°50 ' 35,371 "
2226 | S/E CALAMA NUEVA | EMPRESA DE TRANSMISIÓN ELÉCTRICA TRANSEMEL S.A. | CALAMA | 507913.5 | 7519683 | 19K | 19 | K | S | -69 | -2480317 | -0.38976 | 6378669.0226 | 0.0012406 | -0.70294 | -0.60145 | -0.74123 | -0.70629 | -1.3487 | 0.0050546 | 4.2582e-05 | 1.6741e-07 | -2469551.7197 | -0.0016877 | 4.4377e-09 | 0.0012406 | -0.39145 | 0.0012406 | 0.0013421 | -0.39145 | -0.39146 | -22.429 | -68.9231 | -68 | -55 | -23.163 | -22 | -25 | -44.481 | 22°25 ' 44,481 "S | 68°55 ' 23,163 "
2227 | S/E PALLATA | AR TCHAMMA SPA | MARIA ELENA | 456163 | 7513501 | 19F | 19 | F | S | -69 | -2486499 | -0.39073 | 6378683.6309 | -0.0068724 | -0.70432 | -0.60215 | -0.7429 | -0.70771 | -1.3511 | 0.0050546 | 4.2582e-05 | 1.6741e-07 | -2475712.8023 | -0.001691 | 1.3607e-07 | -0.0068724 | -0.39243 | -0.0068725 | -0.0074377 | -0.39242 | -0.39243 | -22.4843 | -69.4262 | -69 | -25 | -34.143 | -22 | -29 | -3.574 | 22°29 ' 3,574 "S | 69°25 ' 34,143 "
2228 | S/E CABO LEONES II | IBEREÓLICA CABO LEONES II S.A. | FREIRINA | 285836.6 | 712642.8 | 19J | 19 | J | S | -69 | -9287357.2 | -1.4594 | 6396767.5962 | -0.03348 | -0.22088 | -0.0027277 | -1.5699 | -1.1781 | -1.9635 | 0.0050546 | 4.2582e-05 | 1.6741e-07 | -9285634.4106 | -0.00026932 | 4.6646e-08 | -0.03348 | -1.4597 | -0.033486 | -0.29334 | -1.4548 | -1.4548 | -83.3535 | -85.8074 | -85 | -48 | -26.461 | -83 | -21 | -12.713 | 83°21 ' 12,713 "S | 85°48 ' 26,461 "
2229 | S/E LUCERO | SISTEMA DE TRANSMISIÓN DEL SUR S.A. | BULNES | 751989.06 | 5923817.57 | 18H | 18 | H | S | -75 | -4076182.43 | -0.64054 | 6383221.3664 | 0.039477 | -0.95833 | -0.61605 | -1.1197 | -0.99379 | -1.7883 | 0.0050546 | 4.2582e-05 | 1.6741e-07 | -4061628.9425 | -0.00228 | 3.3758e-06 | 0.039477 | -0.64282 | 0.039487 | 0.049294 | -0.64224 | -0.64225 | -36.798 | -72.1757 | -72 | -10 | -32.456 | -36 | -47 | -52.679 | 36°47 ' 52,679 "S | 72°10 ' 32,456 "
2231 | S/E LARQUI | SISTEMA DE TRANSMISIÓN DEL SUR S.A. | BULNES | 742954.85 | 5929853.63 | 18H | 18 | H | S | -75 | -4070146.37 | -0.63959 | 6383201.9041 | 0.038062 | -0.95778 | -0.61657 | -1.1185 | -0.99301 | -1.7873 | 0.0050546 | 4.2582e-05 | 1.6741e-07 | -4055600.4653 | -0.0022788 | 3.1426e-06 | 0.038062 | -0.64187 | 0.038071 | 0.047495 | -0.64133 | -0.64134 | -36.746 | -72.2788 | -72 | -16 | -43.522 | -36 | -44 | -45.51 | 36°44 ' 45,51 "S | 72°16 ' 43,522 "
2234 | S/E TIQUIMA | COMPAÑÍA MINERA TECK QUEBRADA BLANCA S.A. | POZO ALMONTE | 493458 | 7678833 | 19F | 19 | F | S | -69 | -2321167 | -0.36475 | 6378303.0078 | -0.0010257 | -0.6665 | -0.58169 | -0.69801 | -0.66893 | -1.2841 | 0.0050546 | 4.2582e-05 | 1.6741e-07 | -2310954.5353 | -0.0016011 | 3.0938e-09 | -0.0010257 | -0.36636 | -0.0010257 | -0.0010986 | -0.36635 | -0.36636 | -20.9911 | -69.0629 | -69 | -3 | -46.596 | -20 | -59 | -28.06 | 20°59 ' 28,06 "S | 69°3 ' 46,596 "
2235 | S/E PUQUIOS | COMPAÑÍA MINERA TECK QUEBRADA BLANCA S.A. | PICA | 517262 | 7678585 | 19F | 19 | F | S | -69 | -2321415 | -0.36479 | 6378303.5629 | 0.0027064 | -0.66656 | -0.58172 | -0.69807 | -0.66899 | -1.2842 | 0.0050546 | 4.2582e-05 | 1.6741e-07 | -2311201.6528 | -0.0016013 | 2.154e-08 | 0.0027064 | -0.36639 | 0.0027064 | 0.0028988 | -0.36639 | -0.3664 | -20.9933 | -68.8339 | -68 | -50 | -2.087 | -20 | -59 | -35.877 | 20°59 ' 35,877 "S | 68°50 ' 2,087 "
2236 | S/E PAGUANA | COMPAÑÍA MINERA TECK QUEBRADA BLANCA S.A. | POZO ALMONTE | 502746 | 7679724 | 19F | 19 | F | S | -69 | -2320276 | -0.36461 | 6378301.0141 | 0.00043052 | -0.66629 | -0.58157 | -0.69776 | -0.66871 | -1.2837 | 0.0050546 | 4.2582e-05 | 1.6741e-07 | -2310066.7064 | -0.0016006 | 5.4516e-10 | 0.00043052 | -0.36621 | 0.00043052 | 0.0004611 | -0.36621 | -0.36622 | -20.9831 | -68.9736 | -68 | -58 | -24.892 | -20 | -58 | -59.112 | 20°58 ' 59,112 "S | 68°58 ' 24,892 "
2237 | S/E CHALLACOLLO | COMPAÑÍA MINERA TECK QUEBRADA BLANCA S.A. | POZO ALMONTE | 476667 | 7678557 | 19F | 19 | F | S | -69 | -2321443 | -0.3648 | 6378303.6255 | -0.0036582 | -0.66657 | -0.58173 | -0.69808 | -0.66899 | -1.2842 | 0.0050546 | 4.2582e-05 | 1.6741e-07 | -2311229.5532 | -0.0016013 | 3.9355e-08 | -0.0036582 | -0.3664 | -0.0036582 | -0.0039183 | -0.3664 | -0.36641 | -20.9935 | -69.2245 | -69 | -13 | -28.197 | -20 | -59 | -36.547 | 20°59 ' 36,547 "S | 69°13 ' 28,197 "
2238 | S/E SECCIONADORA ALTO MELIPILLA | ELETRANS II S.A. | MELIPILLA | 292732.86 | 6269710.94 | 19H | 19 | H | S | -69 | -3730289.06 | -0.58619 | 6382126.3016 | -0.032476 | -0.92167 | -0.63963 | -1.047 | -0.94517 | -1.7233 | 0.0050546 | 4.2582e-05 | 1.6741e-07 | -3716257.996 | -0.0021985 | 2.4665e-06 | -0.032476 | -0.58839 | -0.032482 | -0.039028 | -0.58803 | -0.58804 | -33.6923 | -71.2362 | -71 | -14 | -10.204 | -33 | -41 | -32.443 | 33°41 ' 32,443 "S | 71°14 ' 10,204 "
2239 | S/E GEOGLIFOS | COMPAÑÍA MINERA TECK QUEBRADA BLANCA S.A. | POZO ALMONTE | 398358 | 7697514 | 19K | 19 | K | S | -69 | -2302486 | -0.36182 | 6378261.3385 | -0.015936 | -0.66211 | -0.57915 | -0.69288 | -0.66444 | -1.2763 | 0.0050546 | 4.2582e-05 | 1.6741e-07 | -2292340.1954 | -0.0015907 | 7.4851e-07 | -0.015936 | -0.36341 | -0.015936 | -0.017048 | -0.36336 | -0.36337 | -20.8196 | -69.9768 | -69 | -58 | -36.45 | -20 | -49 | -10.416 | 20°49 ' 10,416 "S | 69°58 ' 36,45 "
2241 | S/E OYARVIDE | COMPAÑÍA MINERA TECK QUEBRADA BLANCA S.A. | POZO ALMONTE | 398689 | 7697539 | 19F | 19 | F | S | -69 | -2302461 | -0.36181 | 6378261.2829 | -0.015884 | -0.66211 | -0.57915 | -0.69287 | -0.66444 | -1.2763 | 0.0050546 | 4.2582e-05 | 1.6741e-07 | -2292315.2849 | -0.0015907 | 7.4365e-07 | -0.015884 | -0.36341 | -0.015884 | -0.016993 | -0.36336 | -0.36337 | -20.8194 | -69.9736 | -69 | -58 | -24.994 | -20 | -49 | -9.668 | 20°49 ' 9,668 "S | 69°58 ' 24,994 "
2242 | S/E FAENAS PANGUE | PALMUCHO S.A. | ALTO BÍO BÍO | 270150.43 | 5801376.26 | 19H | 19 | H | S | -69 | -4198623.74 | -0.65978 | 6383618.4776 | -0.036006 | -0.96861 | -0.6047 | -1.1441 | -1.0092 | -1.8079 | 0.0050546 | 4.2582e-05 | 1.6741e-07 | -4183928.3853 | -0.002302 | 2.7274e-06 | -0.036006 | -0.66208 | -0.036014 | -0.04563 | -0.66158 | -0.66159 | -37.9061 | -71.6144 | -71 | -36 | -51.85 | -37 | -54 | -22.091 | 37°54 ' 22,091 "S | 71°36 ' 51,85 "
2243 | S/E PUERTO PATACHE | COMPAÑÍA MINERA TECK QUEBRADA BLANCA S.A. | IQUIQUE | 376947 | 7702306 | 19K | 19 | K | S | -69 | -2297694 | -0.36107 | 6378250.6942 | -0.019293 | -0.66099 | -0.57849 | -0.69156 | -0.66329 | -1.2743 | 0.0050546 | 4.2582e-05 | 1.6741e-07 | -2287565.3536 | -0.001588 | 1.0977e-06 | -0.019293 | -0.36265 | -0.019294 | -0.020633 | -0.36258 | -0.36259 | -20.775 | -70.1822 | -70 | -10 | -55.871 | -20 | -46 | -29.905 | 20°46 ' 29,905 "S | 70°10 ' 55,871 "
2244 | S/E BOCAMINA | ENEL GENERACIÓN CHILE S.A. |  | 662998.85 | 5901194.64 | 18H | 18 | H | S | -75 | -4098805.36 | -0.6441 | 6383294.4095 | 0.025535 | -0.96033 | -0.61406 | -1.1243 | -0.99671 | -1.7921 | 0.0050546 | 4.2582e-05 | 1.6741e-07 | -4084223.9433 | -0.0022843 | 1.405e-06 | 0.025535 | -0.64638 | 0.025538 | 0.031981 | -0.64613 | -0.64614 | -37.0213 | -73.1676 | -73 | -10 | -3.486 | -37 | -1 | -16.695 | 37°1 ' 16,695 "S | 73°10 ' 3,486 "
2245 | S/E PATILLOS | COMPAÑÍA MINERA TECK QUEBRADA BLANCA S.A. | IQUIQUE | 376878 | 7701338 | 19F | 19 | F | S | -69 | -2298662 | -0.36122 | 6378252.8429 | -0.019303 | -0.66121 | -0.57863 | -0.69182 | -0.66352 | -1.2747 | 0.0050546 | 4.2582e-05 | 1.6741e-07 | -2288529.8856 | -0.0015885 | 1.0988e-06 | -0.019303 | -0.36281 | -0.019305 | -0.020646 | -0.36274 | -0.36274 | -20.7837 | -70.1829 | -70 | -10 | -58.502 | -20 | -47 | -1.37 | 20°47 ' 1,37 "S | 70°10 ' 58,502 "
2246 | S/E SECCIONADORA EL ROSAL | ENGIE ENERGÍA CHILE S.A. | LOS ÁNGELES | 735066 | 5874226 | 18H | 18 | H | S | -75 | -4125774 | -0.64833 | 6383381.684 | 0.036825 | -0.96266 | -0.61163 | -1.1297 | -1.0002 | -1.7965 | 0.0050546 | 4.2582e-05 | 1.6741e-07 | -4111160.3037 | -0.0022893 | 2.9033e-06 | 0.036825 | -0.65062 | 0.036833 | 0.046257 | -0.65011 | -0.65012 | -37.2489 | -72.3497 | -72 | -20 | -58.883 | -37 | -14 | -55.966 | 37°14 ' 55,966 "S | 72°20 ' 58,883 "
2247 | S/E CHIU CHIU | ACCIONA ENERGÍA CHILE HOLDINGS S.A. | CALAMA | 518091 | 751403 | 19K | 19 | K | S | -69 | -9248597 | -1.4533 | 6396737.8201 | 0.0028282 | -0.23274 | -0.0031958 | -1.5697 | -1.1781 | -1.9635 | 0.0050546 | 4.2582e-05 | 1.6741e-07 | -9246676.0152 | -0.00030031 | 3.7009e-10 | 0.0028282 | -1.4536 | 0.0028282 | 0.024192 | -1.4536 | -1.4536 | -83.2859 | -67.6139 | -67 | -36 | -49.981 | -83 | -17 | -9.392 | 83°17 ' 9,392 "S | 67°36 ' 49,981 "
2248 | S/E NUEVA CHUQUICAMATA | ENGIE ENERGÍA CHILE S.A. | CALAMA | 506743 | 7530484 | 19K | 19 | K | S | -69 | -2469516 | -0.38807 | 6378643.5685 | 0.0010571 | -0.70052 | -0.60022 | -0.73833 | -0.7038 | -1.3444 | 0.0050546 | 4.2582e-05 | 1.6741e-07 | -2458787.3673 | -0.001682 | 3.2265e-09 | 0.0010571 | -0.38975 | 0.0010571 | 0.0011428 | -0.38975 | -0.38976 | -22.3314 | -68.9345 | -68 | -56 | -4.275 | -22 | -19 | -53.219 | 22°19 ' 53,219 "S | 68°56 ' 4,275 " | -22.3045 | -68.9188 | si | Chuquicamata220
2249 | S/E ALGARROBAL | ENGIE ENERGÍA CHILE S.A. | VALLENAR | 6881777 | 337188 | 19J | 19 | J | S | -69 | -9662812 | -1.5184 | 6396974.7493 | 0.99762 | -0.10452 | -0.00028628 | -1.5707 | -1.1781 | -1.9635 | 0.0050546 | 4.2582e-05 | 1.6741e-07 | -9663032.178 | 3.4419e-05 | 9.1855e-06 | 0.99762 | -1.5184 | 1.1715 | 1.5261 | -0.7054 | -0.70503 | -40.3955 | 18.4405 | 18 | 26 | 25.941 | -40 | -23 | -43.892 | 40°23 ' 43,892 "S | -18°-26 ' -25,941 "
2250 | S/E CENTINELA | RED ELÉCTRICA DEL NORTE 2 S.A. | SIERRA GORDA | 486715.93 | 7462926.19 | 19J | 19 | J | S | -69 | -2537073.81 | -0.39868 | 6378804.2156 | -0.0020825 | -0.71552 | -0.60769 | -0.75644 | -0.71925 | -1.3708 | 0.0050546 | 4.2582e-05 | 1.6741e-07 | -2526118.0867 | -0.0017175 | 1.2412e-08 | -0.0020825 | -0.4004 | -0.0020825 | -0.0022614 | -0.4004 | -0.40041 | -22.9417 | -69.1296 | -69 | -7 | -46.446 | -22 | -56 | -30.184 | 22°56 ' 30,184 "S | 69°7 ' 46,446 "
2251 | S/E ATACAMA SOLAR II | ATACAMA SOLAR S.A. | PICA | 453306.02 | 7730356.65 | 19K | 19 | K | S | -69 | -2269643.35 | -0.35666 | 6378188.7526 | -0.0073209 | -0.65434 | -0.57458 | -0.68383 | -0.65652 | -1.2624 | 0.0050546 | 4.2582e-05 | 1.6741e-07 | -2259615.6191 | -0.0015722 | 1.5859e-07 | -0.0073209 | -0.35823 | -0.0073209 | -0.007817 | -0.35822 | -0.35823 | -20.525 | -69.4479 | -69 | -26 | -52.379 | -20 | -31 | -29.994 | 20°31 ' 29,994 "S | 69°26 ' 52,379 "
2252 | S/E MATILLA | TRANSELEC S.A. | PICA | 453156 | 7731245 | 19K | 19 | K | S | -69 | -2268755 | -0.35652 | 6378186.8012 | -0.0073444 | -0.65413 | -0.57445 | -0.68358 | -0.6563 | -1.262 | 0.0050546 | 4.2582e-05 | 1.6741e-07 | -2258730.4783 | -0.0015717 | 1.5962e-07 | -0.0073444 | -0.35809 | -0.0073445 | -0.0078417 | -0.35808 | -0.35809 | -20.517 | -69.4493 | -69 | -26 | -57.475 | -20 | -31 | -1.084 | 20°31 ' 1,084 "S | 69°26 ' 57,475 "
2253 | S/E LASANA | GPG SOLAR CHILE 2017 SPA | CALAMA | 523909 | 7506225 | 19J | 19 | J | S | -69 | -2493775 | -0.39188 | 6378700.8612 | 0.0037483 | -0.70594 | -0.60297 | -0.74485 | -0.70938 | -1.354 | 0.0050546 | 4.2582e-05 | 1.6741e-07 | -2482964.2376 | -0.0016948 | 4.0437e-08 | 0.0037483 | -0.39357 | 0.0037483 | 0.0040585 | -0.39357 | -0.39358 | -22.5505 | -68.7675 | -68 | -46 | -2.866 | -22 | -33 | -1.629 | 22°33 ' 1,629 "S | 68°46 ' 2,866 "
2254 | S/E DIGUA | ELÉCTRICA DIGUA SPA | PARRAL | 270659.1104 | 5984567.3252 | 19H | 19 | H | S | -69 | -4015432.6748 | -0.631 | 6383026.0102 | -0.03593 | -0.9527 | -0.62112 | -1.1073 | -0.98579 | -1.778 | 0.0050546 | 4.2582e-05 | 1.6741e-07 | -4000958.0152 | -0.0022677 | 2.8361e-06 | -0.03593 | -0.63326 | -0.035938 | -0.044552 | -0.63279 | -0.6328 | -36.2566 | -71.5527 | -71 | -33 | -9.59 | -36 | -15 | -23.773 | 36°15 ' 23,773 "S | 71°33 ' 9,59 "
2255 | S/E CATILLO | ELÉCTRICA DIGUA SPA | PARRAL | 269991.3308 | 5985620.564 | 19H | 19 | H | S | -69 | -4014379.436 | -0.63083 | 6383022.6337 | -0.036034 | -0.9526 | -0.62121 | -1.1071 | -0.98565 | -1.7778 | 0.0050546 | 4.2582e-05 | 1.6741e-07 | -3999906.1922 | -0.0022675 | 2.8534e-06 | -0.036034 | -0.6331 | -0.036042 | -0.044677 | -0.63262 | -0.63263 | -36.247 | -71.5598 | -71 | -33 | -35.208 | -36 | -14 | -49.051 | 36°14 ' 49,051 "S | 71°33 ' 35,208 "
2258 | S/E NUEVA ANCUD | TRANSELEC S.A. | ANCUD | 609487.65 | 5353961.08 | 18H | 18 | H | S | -75 | -4646038.92 | -0.73009 | 6385099.2606 | 0.017147 | -0.99389 | -0.5518 | -1.227 | -1.0582 | -1.8658 | 0.0050546 | 4.2582e-05 | 1.6741e-07 | -4631021.7951 | -0.0023519 | 5.501e-07 | 0.017147 | -0.73244 | 0.017148 | 0.023059 | -0.73231 | -0.73232 | -41.9587 | -73.6788 | -73 | -40 | -43.797 | -41 | -57 | -31.454 | 41°57 ' 31,454 "S | 73°40 ' 43,797 "
2259 | S/E LA ESTRELLA | EÓLICA LA ESTRELLA SPA | LITUECHE | 257401.819 | 6218411.78 | 19J | 19 | J | S | -69 | -3781588.22 | -0.59425 | 6382285.8845 | -0.038011 | -0.92781 | -0.63697 | -1.0582 | -0.95286 | -1.7339 | 0.0050546 | 4.2582e-05 | 1.6741e-07 | -3767468.4998 | -0.0022123 | 3.3426e-06 | -0.038011 | -0.59646 | -0.03802 | -0.045923 | -0.59597 | -0.59598 | -34.147 | -71.6312 | -71 | -37 | -52.33 | -34 | -8 | -49.359 | 34°8 ' 49,359 "S | 71°37 ' 52,33 "
2260 | S/E OASIS | ENGIE ENERGÍA CHILE S.A. | CALAMA | 519563 | 7513452 | 19K | 19 | K | S | -69 | -2486548 | -0.39074 | 6378683.7468 | 0.0030669 | -0.70433 | -0.60216 | -0.74291 | -0.70772 | -1.3511 | 0.0050546 | 4.2582e-05 | 1.6741e-07 | -2475761.6367 | -0.001691 | 2.7098e-08 | 0.0030669 | -0.39243 | 0.0030669 | 0.0033193 | -0.39243 | -0.39244 | -22.4852 | -68.8098 | -68 | -48 | -35.355 | -22 | -29 | -6.792 | 22°29 ' 6,792 "S | 68°48 ' 35,355 "
2261 | S/E CENTRAL LA HUELLA | AUSTRIANSOLAR CHILE SEIS SPA | LA HIGUERA | 31556397 | 677485084 | 19J | 19 | J | S | -69 | 667485084 | 104.8903 | 6394457.7561 | 4.8568 | 0.64893 | 0.077595 | 105.2147 | 78.9304 | 131.5538 | 0.0050546 | 4.2582e-05 | 1.6741e-07 | 667605872.2617 | -0.01889 | 0.0095045 | 4.8414 | 104.8716 | 63.3181 | -1.5651 | 0.014713 | -36.147 | -2071.0688 | -158.6713 | -158 | -40 | -16.563 | -2071 | -4 | -7.766 | 2071°4 ' 7,766 "S | 158°40 ' 16,563 "
2263 | S/E CENTRAL EOLICA ALENA | AR ALENA SPA | LOS ÁNGELES | 716082.46 | 5848487.42 | 18H | 18 | H | S | -75 | -4151512.58 | -0.65238 | 6383465.1754 | 0.03385 | -0.96482 | -0.60924 | -1.1348 | -1.0034 | -1.8006 | 0.0050546 | 4.2582e-05 | 1.6741e-07 | -4136869.1081 | -0.002294 | 2.4382e-06 | 0.03385 | -0.65467 | 0.033857 | 0.042655 | -0.65423 | -0.65424 | -37.4853 | -72.556 | -72 | -33 | -21.7 | -37 | -29 | -6.969 | 37°29 ' 6,969 "S | 72°33 ' 21,7 "
2264 | S/E CENTRAL RIO ESCONDIDO | AR ESCONDIDO SPA | TIERRA AMARILLA | 381281 | 6915285 | 19J | 19 | J | S | -69 | -3084715 | -0.48474 | 6380224.5419 | -0.018607 | -0.82459 | -0.64554 | -0.89704 | -0.83416 | -1.5587 | 0.0050546 | 4.2582e-05 | 1.6741e-07 | -3072117.1263 | -0.0019745 | 9.1338e-07 | -0.018607 | -0.48671 | -0.018608 | -0.02105 | -0.48662 | -0.48663 | -27.882 | -70.2061 | -70 | -12 | -21.898 | -27 | -52 | -55.187 | 27°52 ' 55,187 "S | 70°12 ' 21,898 "
2266 | S/E CENTRAL ANDINA | CENTRAL TERMOELÉCTRICA ANDINA SPA | MEJILLONES | 354732 | 7445216 | 19K | 19 | K | S | -69 | -2554784 | -0.40147 | 6378846.8908 | -0.022773 | -0.71939 | -0.60954 | -0.76116 | -0.72326 | -1.3776 | 0.0050546 | 4.2582e-05 | 1.6741e-07 | -2543769.5914 | -0.0017267 | 1.4808e-06 | -0.022773 | -0.40319 | -0.022775 | -0.024756 | -0.40308 | -0.40309 | -23.0954 | -70.4184 | -70 | -25 | -6.247 | -23 | -5 | -43.375 | 23°5 ' 43,375 "S | 70°25 ' 6,247 "
2267 | S/E CENTRAL HORNITOS (TER) | INVERSIONES HORNITOS SPA | MEJILLONES | 354732 | 7445216 | 19K | 19 | K | S | -69 | -2554784 | -0.40147 | 6378846.8908 | -0.022773 | -0.71939 | -0.60954 | -0.76116 | -0.72326 | -1.3776 | 0.0050546 | 4.2582e-05 | 1.6741e-07 | -2543769.5914 | -0.0017267 | 1.4808e-06 | -0.022773 | -0.40319 | -0.022775 | -0.024756 | -0.40308 | -0.40309 | -23.0954 | -70.4184 | -70 | -25 | -6.247 | -23 | -5 | -43.375 | 23°5 ' 43,375 "S | 70°25 ' 6,247 "
2268 | S/E TCHAMMA | AR TCHAMMA SPA | CALAMA | 490608.45 | 7513015.11 | 19K | 19 | K | S | -69 | -2486984.89 | -0.39081 | 6378684.7803 | -0.0014723 | -0.70443 | -0.60221 | -0.74303 | -0.70782 | -1.3513 | 0.0050546 | 4.2582e-05 | 1.6741e-07 | -2476197.0501 | -0.0016912 | 6.2448e-09 | -0.0014723 | -0.3925 | -0.0014723 | -0.0015935 | -0.3925 | -0.39251 | -22.4893 | -69.0913 | -69 | -5 | -28.685 | -22 | -29 | -21.311 | 22°29 ' 21,311 "S | 69°5 ' 28,685 "
2270 | S/E LAS JUNTAS | HIDROELÉCTRICA LAS JUNTAS S.A. | SANTA BÁRBARA | 270668 | 5842007 | 19H | 19 | H | S | -69 | -4157993 | -0.6534 | 6383486.2265 | -0.035926 | -0.96535 | -0.60863 | -1.1361 | -1.0042 | -1.8016 | 0.0050546 | 4.2582e-05 | 1.6741e-07 | -4143342.1903 | -0.0022951 | 2.7421e-06 | -0.035926 | -0.65569 | -0.035934 | -0.045304 | -0.6552 | -0.6552 | -37.5404 | -71.5957 | -71 | -35 | -44.571 | -37 | -32 | -25.539 | 37°32 ' 25,539 "S | 71°35 ' 44,571 "
2271 | S/E AILLIN | HIDROELÉCTRICA LAS JUNTAS S.A. | SANTA BÁRBARA | 283177.05 | 5839896.16 | 19H | 19 | H | S | -69 | -4160103.84 | -0.65373 | 6383493.086 | -0.033966 | -0.96553 | -0.60843 | -1.1365 | -1.0045 | -1.8019 | 0.0050546 | 4.2582e-05 | 1.6741e-07 | -4145450.6541 | -0.0022955 | 2.4498e-06 | -0.033966 | -0.65602 | -0.033973 | -0.042846 | -0.65558 | -0.65559 | -37.5625 | -71.4549 | -71 | -27 | -17.552 | -37 | -33 | -44.867 | 37°33 ' 44,867 "S | 71°27 ' 17,552 "
2272 | S/E ELEVADORA CAPRICORNIO | ENGIE ENERGÍA CHILE S.A. | ANTOFAGASTA | 379260.42 | 7409924.94 | 19K | 19 | K | S | -69 | -2590075.06 | -0.40701 | 6378932.6166 | -0.018928 | -0.72705 | -0.61312 | -0.77054 | -0.73118 | -1.391 | 0.0050546 | 4.2582e-05 | 1.6741e-07 | -2578944.7703 | -0.0017449 | 1.0181e-06 | -0.018928 | -0.40876 | -0.018929 | -0.020626 | -0.40868 | -0.40869 | -23.4161 | -70.1818 | -70 | -10 | -54.318 | -23 | -24 | -57.864 | 23°24 ' 57,864 "S | 70°10 ' 54,318 " | -23.6338 | -70.3801 | no coincide | Capricornio220
2273 | S/E CAMPOS DEL SOL | ENEL GREEN POWER CHILE S.A. | COPIAPÓ | 409106.257 | 7007370.805 | 19F | 19 | F | S | -69 | -2992629.195 | -0.47027 | 6379971.9302 | -0.014247 | -0.80788 | -0.642 | -0.87421 | -0.81616 | -1.5303 | 0.0050546 | 4.2582e-05 | 1.6741e-07 | -2980281.5328 | -0.0019354 | 5.4352e-07 | -0.014247 | -0.4722 | -0.014247 | -0.015997 | -0.47215 | -0.47216 | -27.0529 | -69.9165 | -69 | -54 | -59.522 | -27 | -3 | -10.574 | 27°3 ' 10,574 "S | 69°54 ' 59,522 "
2274 | S/E SURCO Y SEMILLA | WPD MALLECO SPA | COLLIPULLI | 5786076.78 | 738410.8 | 18H | 18 | H | S | -75 | -9261589.2 | -1.4554 | 6396747.9744 | 0.82637 | -0.22877 | -0.0030334 | -1.5698 | -1.1781 | -1.9635 | 0.0050546 | 4.2582e-05 | 1.6741e-07 | -9259734.5884 | -0.00028993 | 3.0513e-05 | 0.82636 | -1.4557 | 0.92367 | 1.4471 | -0.81792 | -0.81739 | -46.833 | 7.9114 | 7 | 54 | 41.043 | -46 | -49 | -58.626 | 46°49 ' 58,626 "S | -7°-54 ' -41,043 "
2275 | S/E AGUA BUENA | WPD MALLECO SPA | COLLIPULLI | 5792073.86 | 741501.327 | 18H | 18 | H | S | -75 | -9258498.673 | -1.4549 | 6396745.5747 | 0.82731 | -0.22972 | -0.0030716 | -1.5698 | -1.1781 | -1.9635 | 0.0050546 | 4.2582e-05 | 1.6741e-07 | -9256628.2672 | -0.0002924 | 3.0839e-05 | 0.8273 | -1.4552 | 0.92495 | 1.4467 | -0.81718 | -0.81665 | -46.7905 | 7.8918 | 7 | 53 | 30.514 | -46 | -47 | -25.716 | 46°47 ' 25,716 "S | -7°-53 ' -30,514 "
2276 | S/E TCBB | EMPRESA ELECTRICA EL PINAR SPA | YUNGAY | 759759.415 | 5882844 | 18H | 18 | H | S | -75 | -4117156 | -0.64698 | 6383353.7715 | 0.040693 | -0.96193 | -0.61242 | -1.1279 | -0.99906 | -1.7951 | 0.0050546 | 4.2582e-05 | 1.6741e-07 | -4102552.4987 | -0.0022877 | 3.5526e-06 | 0.040693 | -0.64927 | 0.040704 | 0.051058 | -0.64864 | -0.64865 | -37.1647 | -72.0746 | -72 | -4 | -28.532 | -37 | -9 | -53.07 | 37°9 ' 53,07 "S | 72°4 ' 28,532 "
2278 | S/E TAP OFF LO ESPEJO (FFCC) | EMPRESA DE LOS FERROCARRILES DEL ESTADO |  |  |  |  | #VALUE! | #VALUE! | S | #VALUE! | #VALUE! | #VALUE! | #VALUE! | #VALUE! | #VALUE! | #VALUE! | #VALUE! | #VALUE! | #VALUE! | 0.0050546 | 4.2582e-05 | 1.6741e-07 | #VALUE! | #VALUE! | #VALUE! | #VALUE! | #VALUE! | #VALUE! | #VALUE! | #VALUE! | #VALUE! | #VALUE! | #VALUE! | #VALUE! | #VALUE! | #VALUE! | #VALUE! | #VALUE! | #VALUE! | #VALUE! | #VALUE!
2281 | S/E TINEO | TRANSELEC CONCESIONES S.A. | FRUTILLAR | 659569.45 | 5428316.82 | 18F | 18 | F | S | -75 | -4571683.18 | -0.71841 | 6384850.6842 | 0.024992 | -0.99104 | -0.56171 | -1.2139 | -1.0509 | -1.8576 | 0.0050546 | 4.2582e-05 | 1.6741e-07 | -4556697.9062 | -0.002347 | 1.1929e-06 | 0.024992 | -0.72075 | 0.024994 | 0.033256 | -0.72048 | -0.72049 | -41.2808 | -73.0946 | -73 | -5 | -40.534 | -41 | -16 | -50.979 | 41°16 ' 50,979 "S | 73°5 ' 40,534 "
2282 | S/E CENTRAL CERRO TIGRE | AR CERRO TIGRE SPA | ANTOFAGASTA | 40631608 | 737192592 | 19F | 19 | F | S | -69 | 727192592 | 114.2729 | 6393839.9181 | 6.2766 | 0.71074 | 0.10539 | 114.6282 | 85.9975 | 143.3344 | 0.0050546 | 4.2582e-05 | 1.6741e-07 | 727324125.7801 | -0.020572 | 0.019684 | 6.2354 | 114.2527 | 255.2571 | 1.5692 | 0.0035844 | -47.0201 | -2694.0529 | 20.9094 | 20 | 54 | 33.867 | -2694 | -3 | -10.399 | 2694°3 ' 10,399 "S | -20°-54 ' -33,867 "
2283 | S/E MALGARIDA I | ACCIONA ENERGÍA CHILE HOLDINGS S.A. | DIEGO DE ALMAGRO | 404140.03 | 7094120.03 | 19J | 19 | J | S | -69 | -2905879.97 | -0.45664 | 6379738.809 | -0.015026 | -0.79151 | -0.63762 | -0.85239 | -0.7987 | -1.5024 | 0.0050546 | 4.2582e-05 | 1.6741e-07 | -2893777.8969 | -0.001897 | 6.1288e-07 | -0.015026 | -0.45853 | -0.015026 | -0.016756 | -0.45848 | -0.45849 | -26.2695 | -69.96 | -69 | -57 | -36.104 | -26 | -16 | -10.028 | 26°16 ' 10,028 "S | 69°57 ' 36,104 "
2284 | S/E MALGARIDA | ACCIONA ENERGÍA CHILE HOLDINGS S.A. | DIEGO DE ALMAGRO | 403785.05 | 7094054.08 | 19J | 19 | J | S | -69 | -2905945.92 | -0.45665 | 6379738.9844 | -0.015081 | -0.79152 | -0.63763 | -0.85241 | -0.79871 | -1.5024 | 0.0050546 | 4.2582e-05 | 1.6741e-07 | -2893843.6566 | -0.001897 | 6.1742e-07 | -0.015081 | -0.45854 | -0.015082 | -0.016818 | -0.45849 | -0.4585 | -26.27 | -69.9636 | -69 | -57 | -48.919 | -26 | -16 | -12.085 | 26°16 ' 12,085 "S | 69°57 ' 48,919 "
2285 | S/E MALGARIDA II | ACCIONA ENERGÍA CHILE HOLDINGS S.A. | DIEGO DE ALMAGRO | 404129 | 7094012.95 | 19J | 19 | J | S | -69 | -2905987.05 | -0.45665 | 6379739.0938 | -0.015027 | -0.79153 | -0.63763 | -0.85242 | -0.79872 | -1.5024 | 0.0050546 | 4.2582e-05 | 1.6741e-07 | -2893884.668 | -0.001897 | 6.1301e-07 | -0.015027 | -0.45855 | -0.015028 | -0.016758 | -0.4585 | -0.45851 | -26.2704 | -69.9601 | -69 | -57 | -36.531 | -26 | -16 | -13.505 | 26°16 ' 13,505 "S | 69°57 ' 36,531 "
2286 | S/E SOL DEL DESIERTO | PARQUE SOLAR FOTOVOLTAICO SOL DEL DESIERTO SPA | MARIA ELENA | 441316.91 | 7544346.74 | 19F | 19 | F | S | -69 | -2455653.26 | -0.38589 | 6378611.0282 | -0.0092 | -0.69741 | -0.59861 | -0.73459 | -0.7006 | -1.3389 | 0.0050546 | 4.2582e-05 | 1.6741e-07 | -2444971.8517 | -0.0016746 | 2.4481e-07 | -0.0092 | -0.38756 | -0.0092001 | -0.0099368 | -0.38754 | -0.38755 | -22.2052 | -69.5693 | -69 | -34 | -9.609 | -22 | -12 | -18.82 | 22°12 ' 18,82 "S | 69°34 ' 9,609 "
2287 | S/E FRUTILLAR NORTE | TRANSELEC S.A. | FRUTILLAR | 659953.8702 | 5451733.0173 | 18F | 18 | F | S | -75 | -4548266.9827 | -0.71473 | 6384772.5637 | 0.025052 | -0.99003 | -0.56475 | -1.2097 | -1.0485 | -1.8549 | 0.0050546 | 4.2582e-05 | 1.6741e-07 | -4533293.5352 | -0.0023452 | 1.2064e-06 | 0.025052 | -0.71707 | 0.025055 | 0.033229 | -0.7168 | -0.71681 | -41.0699 | -73.0961 | -73 | -5 | -46.035 | -41 | -4 | -11.77 | 41°4 ' 11,77 "S | 73°5 ' 46,035 "
2288 | S/E GUARDIAMARINA | SOCIEDAD AUSTRAL DE TRANSMISIÓN TRONCAL S.A. | ANTOFAGASTA | 359868 | 7390353 | 19K | 19 | K | S | -69 | -2609647 | -0.41009 | 6378980.5502 | -0.021968 | -0.73126 | -0.61503 | -0.77572 | -0.73555 | -1.3983 | 0.0050546 | 4.2582e-05 | 1.6741e-07 | -2598453.0579 | -0.0017548 | 1.3677e-06 | -0.021968 | -0.41184 | -0.02197 | -0.02397 | -0.41174 | -0.41175 | -23.5913 | -70.3734 | -70 | -22 | -24.07 | -23 | -35 | -28.544 | 23°35 ' 28,544 "S | 70°22 ' 24,07 "
2289 | S/E LA POLVORA | CASABLANCA TRANSMISORA DE ENERGÍA S.A. | VALPARAÍSO | 254790 | 6335985 | 19H | 19 | H | S | -69 | -3664015 | -0.57577 | 6381921.7558 | -0.038423 | -0.91339 | -0.64261 | -1.0325 | -0.935 | -1.709 | 0.0050546 | 4.2582e-05 | 1.6741e-07 | -3650104.1361 | -0.0021797 | 3.4999e-06 | -0.038423 | -0.57795 | -0.038432 | -0.045852 | -0.57747 | -0.57748 | -33.0871 | -71.6271 | -71 | -37 | -37.704 | -33 | -5 | -13.619 | 33°5 ' 13,619 "S | 71°37 ' 37,704 "
2291 | S/E HUALQUI | MATAQUITO TRABSMISORA DE ENERGÍA S.A. | HUALQUI | 686093 | 5902303 | 18H | 18 | H | S | -75 | -4097697 | -0.64392 | 6383290.8274 | 0.029153 | -0.96024 | -0.61416 | -1.124 | -0.99657 | -1.7919 | 0.0050546 | 4.2582e-05 | 1.6741e-07 | -4083116.9335 | -0.0022841 | 1.8318e-06 | 0.029153 | -0.64621 | 0.029157 | 0.036505 | -0.64589 | -0.64589 | -37.007 | -72.9084 | -72 | -54 | -30.39 | -37 | 0 | -25.301 | 37°0 ' 25,301 "S | 72°54 ' 30,39 "
2292 | S/E LA CRUZ SOLAR | FOTOVOLTAICA NORTE GRANDE 1 | MARIA ELENA | 436.858,15 | 7.537.595,80 | 19F | 19 | F | S | -69 | -2462404.2 | -0.38695 | 6378626.8566 | -0.009899 | -0.69893 | -0.5994 | -0.73641 | -0.70216 | -1.3416 | 0.0050546 | 4.2582e-05 | 1.6741e-07 | -2451699.7677 | -0.0016782 | 2.8318e-07 | -0.009899 | -0.38863 | -0.0098991 | -0.010696 | -0.38861 | -0.38862 | -22.2661 | -69.6129 | -69 | -36 | -46.287 | -22 | -15 | -57.806 | 22°15 ' 57,806 "S | 69°36 ' 46,287 " | -22.2792 | -69.659 | si | LaCruz220
2293 | S/E SOL DE LILA | ENEL GREEN POWER CHILE S.A. | SAN PEDRO DE ATACAMA | 542967.49 | 7342021.23 | 19J | 19 | J | S | -69 | -2657978.77 | -0.41768 | 6379100.1019 | 0.0067357 | -0.74154 | -0.61952 | -0.78845 | -0.74622 | -1.4162 | 0.0050546 | 4.2582e-05 | 1.6741e-07 | -2646629.5366 | -0.0017791 | 1.2773e-07 | 0.0067357 | -0.41946 | 0.0067357 | 0.0073749 | -0.41945 | -0.41946 | -24.0333 | -68.5774 | -68 | -34 | -38.81 | -24 | -1 | -59.91 | 24°1 ' 59,91 "S | 68°34 ' 38,81 "
2294 | S/E PUEBLO SECO | BESALCO TRANSMISIÓN SPA | SAN IGNACIO | 756470 | 5913648 | 19H | 19 | H | S | -69 | -4086352 | -0.64214 | 6383254.1819 | 0.040179 | -0.95923 | -0.61516 | -1.1218 | -0.99511 | -1.79 | 0.0050546 | 4.2582e-05 | 1.6741e-07 | -4071785.8617 | -0.0022819 | 3.4886e-06 | 0.040179 | -0.64442 | 0.040189 | 0.050229 | -0.64382 | -0.64382 | -36.8883 | -66.1221 | -66 | -7 | -19.505 | -36 | -53 | -17.964 | 36°53 ' 17,964 "S | 66°7 ' 19,505 "
2295 | S/E ACCESO NORTE | SQM SALAR S.A | ANTOFAGASTA | 371964.86 | 7388981.85 | 19F | 19 | F | S | -69 | -2611018.15 | -0.4103 | 6378983.9187 | -0.020071 | -0.73156 | -0.61516 | -0.77608 | -0.73585 | -1.3988 | 0.0050546 | 4.2582e-05 | 1.6741e-07 | -2599819.7651 | -0.0017555 | 1.1415e-06 | -0.020071 | -0.41206 | -0.020073 | -0.021903 | -0.41197 | -0.41198 | -23.6046 | -70.2549 | -70 | -15 | -17.782 | -23 | -36 | -16.731 | 23°36 ' 16,731 "S | 70°15 ' 17,782 "
2296 | S/E CARBONATO | SQM SALAR S.A | ANTOFAGASTA | 371657.77 | 7386274.84 | 19F | 19 | F | S | -69 | -2613725.16 | -0.41073 | 6378990.573 | -0.02012 | -0.73214 | -0.61542 | -0.7768 | -0.73645 | -1.3999 | 0.0050546 | 4.2582e-05 | 1.6741e-07 | -2602518.0103 | -0.0017569 | 1.1466e-06 | -0.02012 | -0.41248 | -0.020121 | -0.021959 | -0.4124 | -0.41241 | -23.6291 | -70.2582 | -70 | -15 | -29.456 | -23 | -37 | -44.648 | 23°37 ' 44,648 "S | 70°15 ' 29,456 "
2297 | S/E LLAIMA | SISTEMA DE TRANSMISIÓN DEL SUR S.A. | LAUTARO | 721591 | 5722226 | 18H | 18 | H | S | -75 | -4277774 | -0.67222 | 6383877.3587 | 0.034711 | -0.97449 | -0.5966 | -1.1595 | -1.0187 | -1.8197 | 0.0050546 | 4.2582e-05 | 1.6741e-07 | -4262999.1332 | -0.0023144 | 2.4856e-06 | 0.034711 | -0.67453 | 0.034718 | 0.044424 | -0.67405 | -0.67406 | -38.6208 | -72.4547 | -72 | -27 | -16.868 | -38 | -37 | -14.978 | 38°37 ' 14,978 "S | 72°27 ' 16,868 "
2298 | S/E SOL DE LOS ANDES | AUSTRIAN SOLAR CHILE UNO SPA | DIEGO DE ALMAGRO | 407925 | 7088650 | 19F | 19 | F | S | -69 | -2911350 | -0.4575 | 6379753.3662 | -0.014432 | -0.79256 | -0.63793 | -0.85378 | -0.79981 | -1.5042 | 0.0050546 | 4.2582e-05 | 1.6741e-07 | -2899232.1619 | -0.0018994 | 5.6496e-07 | -0.014432 | -0.4594 | -0.014433 | -0.016101 | -0.45934 | -0.45935 | -26.3191 | -69.9225 | -69 | -55 | -21.063 | -26 | -19 | -8.709 | 26°19 ' 8,709 "S | 69°55 ' 21,063 "
2299 | S/E RIO SALADO | AUSTRIAN SOLAR CHILE UNO SPA | DIEGO DE ALMAGRO | 408000 | 7086800 | 19F | 19 | F | S | -69 | -2913200 | -0.45779 | 6379758.294 | -0.014421 | -0.79291 | -0.63803 | -0.85424 | -0.80019 | -1.5048 | 0.0050546 | 4.2582e-05 | 1.6741e-07 | -2901076.8385 | -0.0019003 | 5.6387e-07 | -0.014421 | -0.45969 | -0.014421 | -0.01609 | -0.45964 | -0.45965 | -26.3358 | -69.9219 | -69 | -55 | -18.835 | -26 | -20 | -8.854 | 26°20 ' 8,854 "S | 69°55 ' 18,835 "
2301 | S/E PUELCHE SUR | AR PUELCHE SUR SPA | FRUTILLAR | 668347.1 | 5455666.12 | 18G | 18 | G | S | -75 | -4544333.88 | -0.71411 | 6384759.4504 | 0.026367 | -0.98985 | -0.56525 | -1.209 | -1.0481 | -1.8544 | 0.0050546 | 4.2582e-05 | 1.6741e-07 | -4529362.5032 | -0.0023449 | 1.3378e-06 | 0.026367 | -0.71645 | 0.02637 | 0.034953 | -0.71615 | -0.71616 | -41.0328 | -72.9974 | -72 | -59 | -50.461 | -41 | -1 | -58.204 | 41°1 ' 58,204 "S | 72°59 ' 50,461 "
2302 | S/E LAS VIOLETAS | BESALCO TRANSMISIÓN SPA | NUEVA IMPERIAL | 681357.88 | 5708127.66 | 18H | 18 | H | S | -75 | -4291872.34 | -0.67444 | 6383923.635 | 0.028409 | -0.97548 | -0.59509 | -1.1622 | -1.0204 | -1.8217 | 0.0050546 | 4.2582e-05 | 1.6741e-07 | -4277084.3212 | -0.0023164 | 1.6591e-06 | 0.028409 | -0.67675 | 0.028412 | 0.036428 | -0.67643 | -0.67644 | -38.7569 | -72.9128 | -72 | -54 | -46.16 | -38 | -45 | -24.965 | 38°45 ' 24,965 "S | 72°54 ' 46,16 "
2303 | S/E GUINDO | BESALCO TRANSMISIÓN SPA | SAN PEDRO DE LA PAZ | 666306 | 5917492 | 18H | 18 | H | S | -75 | -4082508 | -0.64154 | 6383241.7742 | 0.026054 | -0.95889 | -0.6155 | -1.121 | -0.99461 | -1.7894 | 0.0050546 | 4.2582e-05 | 1.6741e-07 | -4067946.6251 | -0.0022812 | 1.4682e-06 | 0.026054 | -0.64382 | 0.026056 | 0.032567 | -0.64356 | -0.64357 | -36.8739 | -73.1341 | -73 | -8 | -2.62 | -36 | -52 | -26.004 | 36°52 ' 26,004 "S | 73°8 ' 2,62 "
2304 | S/E MESAMAVIDA | ENERGIA EÓLICA MESAMAVIDA SPA | LOS ÁNGELES | 724552.21 | 5847710.42 | 18H | 18 | H | S | -75 | -4152289.58 | -0.6525 | 6383467.6988 | 0.035177 | -0.96488 | -0.60917 | -1.1349 | -1.0035 | -1.8007 | 0.0050546 | 4.2582e-05 | 1.6741e-07 | -4137645.225 | -0.0022941 | 2.6326e-06 | 0.035177 | -0.6548 | 0.035184 | 0.04433 | -0.65432 | -0.65433 | -37.4902 | -72.4601 | -72 | -27 | -36.286 | -37 | -29 | -24.886 | 37°29 ' 24,886 "S | 72°27 ' 36,286 "
2305 | S/E LOS OLMOS | ENERGÍA EÓLICA LOS OLMOS SPA | MULCHÉN | 722028.26 | 5828947.17 | 18H | 18 | H | S | -75 | -4171052.83 | -0.65545 | 6383528.6861 | 0.034781 | -0.96642 | -0.60738 | -1.1387 | -1.0058 | -1.8036 | 0.0050546 | 4.2582e-05 | 1.6741e-07 | -4156387.4273 | -0.0022974 | 2.5621e-06 | 0.034781 | -0.65775 | 0.034788 | 0.043931 | -0.65728 | -0.65729 | -37.6598 | -72.4829 | -72 | -28 | -58.506 | -37 | -39 | -35.339 | 37°39 ' 35,339 "S | 72°28 ' 58,506 "
2306 | S/E RIO ACONCAGUA | TRANSELEC S.A. | LLAY-LLAY | 314031.63 | 6366898.51 | 19F | 19 | F | S | -69 | -3633101.49 | -0.57091 | 6381826.9932 | -0.02914 | -0.9094 | -0.64382 | -1.0256 | -0.93016 | -1.7022 | 0.0050546 | 4.2582e-05 | 1.6741e-07 | -3619248.8623 | -0.0021706 | 2.0258e-06 | -0.02914 | -0.57309 | -0.029144 | -0.034672 | -0.57281 | -0.57282 | -32.8202 | -70.9866 | -70 | -59 | -11.663 | -32 | -49 | -12.69 | 32°49 ' 12,69 "S | 70°59 ' 11,663 "
2307 | S/E LLANOS DEL VIENTO | AR LLANOS DEL VIENTO SPA | ANTOFAGASTA | 397860.683 | 7371491.536 | 19K | 19 | K | S | -69 | -2628508.464 | -0.41305 | 6379027.0058 | -0.016012 | -0.73529 | -0.61682 | -0.7807 | -0.73973 | -1.4054 | 0.0050546 | 4.2582e-05 | 1.6741e-07 | -2617253.5974 | -0.0017644 | 7.2472e-07 | -0.016012 | -0.41481 | -0.016012 | -0.017494 | -0.41476 | -0.41477 | -23.7645 | -70.0024 | -70 | 0 | -8.494 | -23 | -45 | -52.025 | 23°45 ' 52,025 "S | 70°0 ' 8,494 "
2310 | S/E HADES | ENEL GREEN POWER CHILE S.A. | ANTOFAGASTA | 441034.28 | 7339008.92 | 19J | 19 | J | S | -69 | -2660991.08 | -0.41815 | 6379107.6083 | -0.0092436 | -0.74217 | -0.61979 | -0.78924 | -0.74688 | -1.4173 | 0.0050546 | 4.2582e-05 | 1.6741e-07 | -2649632.2579 | -0.0017806 | 2.4045e-07 | -0.0092436 | -0.41994 | -0.0092437 | -0.010123 | -0.41992 | -0.41993 | -24.06 | -69.58 | -69 | -34 | -48 | -24 | -3 | -36 | 24°3 ' 36 "S | 69°34 ' 48 "
2311 | S/E LOS ANGELES SUR | WPD DUQUECO SPA | LOS ÁNGELES | 732574.552 | 5844340.363 | 18H | 18 | H | S | -75 | -4155659.637 | -0.65303 | 6383478.6454 | 0.036434 | -0.96516 | -0.60885 | -1.1356 | -1.0039 | -1.8012 | 0.0050546 | 4.2582e-05 | 1.6741e-07 | -4141011.462 | -0.0022947 | 2.8217e-06 | 0.036434 | -0.65533 | 0.036442 | 0.045931 | -0.65482 | -0.65482 | -37.5186 | -72.3684 | -72 | -22 | -6.092 | -37 | -31 | -6.98 | 37°31 ' 6,98 "S | 72°22 ' 6,092 "
2312 | S/E LASTARRIA | TRANSELEC S.A. | LONCOCHE | 704102.64 | 5642097.97 | 18H | 18 | H | S | -75 | -4357902.03 | -0.68481 | 6384140.9847 | 0.03197 | -0.97983 | -0.58781 | -1.1747 | -1.028 | -1.8309 | 0.0050546 | 4.2582e-05 | 1.6741e-07 | -4343056.4974 | -0.0023254 | 2.0662e-06 | 0.03197 | -0.68714 | 0.031976 | 0.041339 | -0.68672 | -0.68673 | -39.3465 | -72.6315 | -72 | -37 | -53.294 | -39 | -20 | -47.313 | 39°20 ' 47,313 "S | 72°37 ' 53,294 "
2315 | S/E E42 | HIDROENERSUR S.A. | PUERTO OCTAY | 718783 | 5466962 | 18H | 18 | H | S | -75 | -4533038 | -0.71233 | 6384721.8023 | 0.034267 | -0.98934 | -0.5667 | -1.207 | -1.0469 | -1.8531 | 0.0050546 | 4.2582e-05 | 1.6741e-07 | -4518072.7048 | -0.0023439 | 2.2665e-06 | 0.034267 | -0.71468 | 0.034273 | 0.045346 | -0.71417 | -0.71417 | -40.9192 | -72.4019 | -72 | -24 | -6.78 | -40 | -55 | -9.127 | 40°55 ' 9,127 "S | 72°24 ' 6,78 "
2316 | S/E CENTRAL MC3 | HIDROENERSUR S.A. | PUERTO OCTAY | 722642 | 5463653 | 18H | 18 | H | S | -75 | -4536347 | -0.71285 | 6384732.8288 | 0.034871 | -0.98949 | -0.56628 | -1.2076 | -1.0473 | -1.8535 | 0.0050546 | 4.2582e-05 | 1.6741e-07 | -4521379.9026 | -0.0023442 | 2.345e-06 | 0.034871 | -0.7152 | 0.034878 | 0.046165 | -0.71467 | -0.71468 | -40.9479 | -72.3549 | -72 | -21 | -17.692 | -40 | -56 | -52.575 | 40°56 ' 52,575 "S | 72°21 ' 17,692 "
2317 | S/E TIGRE | AR PAMPA SPA | ANTOFAGASTA | 410784 | 7363299 | 19F | 19 | F | S | -69 | -2636701 | -0.41434 | 6379047.2637 | -0.013986 | -0.73704 | -0.61758 | -0.78286 | -0.74154 | -1.4084 | 0.0050546 | 4.2582e-05 | 1.6741e-07 | -2625419.7988 | -0.0017685 | 5.523e-07 | -0.013986 | -0.41611 | -0.013986 | -0.01529 | -0.41606 | -0.41607 | -23.8392 | -69.876 | -69 | -52 | -33.755 | -23 | -50 | -21.166 | 23°50 ' 21,166 "S | 69°52 ' 33,755 "
2318 | S/E PAMPA TIGRE | AR PAMPA SPA | ANTOFAGASTA | 417151 | 7361529 | 19F | 19 | F | S | -69 | -2638471 | -0.41462 | 6379051.6467 | -0.012988 | -0.73741 | -0.61775 | -0.78332 | -0.74193 | -1.409 | 0.0050546 | 4.2582e-05 | 1.6741e-07 | -2627184.1195 | -0.0017694 | 4.7617e-07 | -0.012988 | -0.41639 | -0.012988 | -0.0142 | -0.41635 | -0.41636 | -23.8555 | -69.8136 | -69 | -48 | -49.062 | -23 | -51 | -19.948 | 23°51 ' 19,948 "S | 69°48 ' 49,062 "
2319 | S/E VALLE ESCONDIDO | AR VALLE ESCONDIDO SPA | TIERRA AMARILLA | 375123 | 6923024 | 19J | 19 | J | S | -69 | -3076976 | -0.48352 | 6380203.1129 | -0.019573 | -0.82321 | -0.64529 | -0.89513 | -0.83267 | -1.5564 | 0.0050546 | 4.2582e-05 | 1.6741e-07 | -3064398.7334 | -0.0019713 | 1.0119e-06 | -0.019573 | -0.48549 | -0.019574 | -0.022128 | -0.48539 | -0.4854 | -27.8116 | -70.2678 | -70 | -16 | -4.145 | -27 | -48 | -41.718 | 27°48 ' 41,718 "S | 70°16 ' 4,145 "
2321 | S/E QUILACOYA | EMPRESA DE LOS FERROCARRILES DEL ESTADO |  |  |  |  | #VALUE! | #VALUE! | S | #VALUE! | #VALUE! | #VALUE! | #VALUE! | #VALUE! | #VALUE! | #VALUE! | #VALUE! | #VALUE! | #VALUE! | 0.0050546 | 4.2582e-05 | 1.6741e-07 | #VALUE! | #VALUE! | #VALUE! | #VALUE! | #VALUE! | #VALUE! | #VALUE! | #VALUE! | #VALUE! | #VALUE! | #VALUE! | #VALUE! | #VALUE! | #VALUE! | #VALUE! | #VALUE! | #VALUE! | #VALUE! | #VALUE!
2322 | S/E CENTRAL CORRALES | HIDROELÉCTRICA LOS CORRALES SPA | SAN FERNANDO | 371425 | 6154694 | 19H | 19 | H | S | -69 | -3845306 | -0.60426 | 6382485.557 | -0.020145 | -0.93509 | -0.63325 | -1.0718 | -0.96217 | -1.7466 | 0.0050546 | 4.2582e-05 | 1.6741e-07 | -3831081.5311 | -0.0022287 | 9.2608e-07 | -0.020145 | -0.60649 | -0.020146 | -0.024514 | -0.60635 | -0.60636 | -34.7418 | -70.4046 | -70 | -24 | -16.443 | -34 | -44 | -30.4 | 34°44 ' 30,4 "S | 70°24 ' 16,443 "
2323 | S/E VALLE DEL SOL | ENEL GREEN POWER CHILE S.A. | MARIA ELENA | 440392.61 | 7530131.18 | 19K | 19 | K | S | -69 | -2469868.82 | -0.38812 | 6378644.3986 | -0.0093448 | -0.7006 | -0.60026 | -0.73842 | -0.70388 | -1.3446 | 0.0050546 | 4.2582e-05 | 1.6741e-07 | -2459138.9881 | -0.0016821 | 2.5212e-07 | -0.0093448 | -0.3898 | -0.009345 | -0.010103 | -0.38979 | -0.3898 | -22.3336 | -69.5788 | -69 | -34 | -43.791 | -22 | -20 | -1.02 | 22°20 ' 1,02 "S | 69°34 ' 43,791 "
2329 | S/E SANTA CLARA | PARQUE EÓLICO CAMPO LINDO SPA | LOS ÁNGELES | 738872 | 5863454.8 | 18H | 18 | H | S | -75 | -4136545.2 | -0.65003 | 6383416.6007 | 0.037421 | -0.96357 | -0.61064 | -1.1318 | -1.0015 | -1.7982 | 0.0050546 | 4.2582e-05 | 1.6741e-07 | -4121918.9204 | -0.0022913 | 2.9903e-06 | 0.037421 | -0.65232 | 0.037429 | 0.047065 | -0.65178 | -0.65179 | -37.3449 | -72.3034 | -72 | -18 | -12.09 | -37 | -20 | -41.623 | 37°20 ' 41,623 "S | 72°18 ' 12,09 "
2330 | S/E CAMPO LINDO | PARQUE EÓLICO CAMPO LINDO SPA | LOS ÁNGELES | 721816.9 | 5857691.8 | 18H | 18 | H | S | -75 | -4142308.2 | -0.65093 | 6383435.2962 | 0.034749 | -0.96406 | -0.6101 | -1.133 | -1.0022 | -1.7991 | 0.0050546 | 4.2582e-05 | 1.6741e-07 | -4127675.2603 | -0.0022923 | 2.575e-06 | 0.034749 | -0.65322 | 0.034756 | 0.043738 | -0.65276 | -0.65277 | -37.401 | -72.494 | -72 | -29 | -38.375 | -37 | -24 | -3.685 | 37°24 ' 3,685 "S | 72°29 ' 38,375 "
2331 | S/E LOS VARONES | BESALCO TRANSMISIÓN SPA | LOS ÁNGELES | 737074.26 | 5851555.87 | 18H | 18 | H | S | -75 | -4148444.13 | -0.6519 | 6383455.212 | 0.037139 | -0.96457 | -0.60953 | -1.1342 | -1.003 | -1.8001 | 0.0050546 | 4.2582e-05 | 1.6741e-07 | -4133804.1549 | -0.0022934 | 2.9371e-06 | 0.037139 | -0.65419 | 0.037147 | 0.046778 | -0.65366 | -0.65367 | -37.4525 | -72.3198 | -72 | -19 | -11.343 | -37 | -27 | -8.976 | 37°27 ' 8,976 "S | 72°19 ' 11,343 "
2332 | S/E LA RUCA | SOCIEDAD AUSTRAL DE TRANSMISIÓN TRONCAL S.A. | OVALLE | 292080 | 6627004 | 19J | 19 | J | S | -69 | -3372996 | -0.53004 | 6381047.3289 | -0.032584 | -0.8724 | -0.64941 | -0.96624 | -0.88703 | -1.6395 | 0.0050546 | 4.2582e-05 | 1.6741e-07 | -3359687.0512 | -0.0020857 | 2.6633e-06 | -0.032584 | -0.53213 | -0.03259 | -0.037801 | -0.53181 | -0.53182 | -30.4712 | -71.1658 | -71 | -9 | -57.004 | -30 | -28 | -16.404 | 30°28 ' 16,404 "S | 71°9 ' 57,004 "
2333 | S/E FUTURO | ANDES SOLAR II SPA | ANTOFAGASTA | 544169.36 | 7344751.04 | 19J | 19 | J | S | -69 | -2655248.96 | -0.41725 | 6379093.305 | 0.0069241 | -0.74096 | -0.61928 | -0.78773 | -0.74562 | -1.4152 | 0.0050546 | 4.2582e-05 | 1.6741e-07 | -2643908.4253 | -0.0017778 | 1.3502e-07 | 0.0069241 | -0.41903 | 0.0069241 | 0.0075798 | -0.41902 | -0.41903 | -24.0086 | -68.5657 | -68 | -33 | -56.559 | -24 | 0 | -31.031 | 24°0 ' 31,031 "S | 68°33 ' 56,559 "
2334 | S/E PFV MACHICURA | COLBÚN S.A. | COLBÚN | 282914 | 6043363 | 19F | 19 | F | S | -69 | -3956637 | -0.62176 | 6382838.0837 | -0.034011 | -0.94692 | -0.62566 | -1.0952 | -0.97783 | -1.7675 | 0.0050546 | 4.2582e-05 | 1.6741e-07 | -3942243.9215 | -0.002255 | 2.5755e-06 | -0.034011 | -0.62401 | -0.034017 | -0.041893 | -0.62359 | -0.6236 | -35.7298 | -71.4003 | -71 | -24 | -0.951 | -35 | -43 | -47.304 | 35°43 ' 47,304 "S | 71°24 ' 0,951 "
2335 | S/E CARACAS II | GENERADORA SOL SOLIV SPA | LOS VILOS | 269905.33 | 6470490.12 | 19J | 19 | J | S | -69 | -3529509.88 | -0.55464 | 6381512.5865 | -0.036056 | -0.89537 | -0.64705 | -1.0023 | -0.9135 | -1.6784 | 0.0050546 | 4.2582e-05 | 1.6741e-07 | -3515862.3643 | -0.0021386 | 3.1659e-06 | -0.036056 | -0.55677 | -0.036064 | -0.042455 | -0.55637 | -0.55638 | -31.8781 | -71.4325 | -71 | -25 | -56.92 | -31 | -52 | -41.333 | 31°52 ' 41,333 "S | 71°25 ' 56,92 "
2336 | S/E CENTRAL PUNTA DEL VIENTO | HIDROELÉCTRICA PUNTA DEL VIENTO SPA | SAN FERNANDO | 368296 | 6153169 | 19H | 19 | H | S | -69 | -3846831 | -0.6045 | 6382490.355 | -0.020635 | -0.93526 | -0.63315 | -1.0721 | -0.96239 | -1.7469 | 0.0050546 | 4.2582e-05 | 1.6741e-07 | -3832604.0974 | -0.0022291 | 9.7138e-07 | -0.020635 | -0.60673 | -0.020637 | -0.025115 | -0.60658 | -0.60659 | -34.7551 | -70.439 | -70 | -26 | -20.321 | -34 | -45 | -18.456 | 34°45 ' 18,456 "S | 70°26 ' 20,321 "
2337 | S/E INCA DE ORO | COLBÚN S.A. | DIEGO DE ALMAGRO | 404375.4 | 7059057.99 | 19J | 19 | J | S | -69 | -2940942.01 | -0.46215 | 6379832.4531 | -0.014989 | -0.7982 | -0.63951 | -0.86124 | -0.80581 | -1.5138 | 0.0050546 | 4.2582e-05 | 1.6741e-07 | -2928739.5344 | -0.0019127 | 6.0654e-07 | -0.014989 | -0.46406 | -0.014989 | -0.01676 | -0.464 | -0.46401 | -26.586 | -69.9603 | -69 | -57 | -37.049 | -26 | -35 | -9.635 | 26°35 ' 9,635 "S | 69°57 ' 37,049 "
2338 | S/E CENTRAL PE VIENTOS PATAGONICOS (SM) | VIENTOS PATAGÓNICOS SPA | PUNTA ARENAS | 376863 | 4132099 | 19H | 19 | H | S | -69 | -5867901 | -0.9221 | 6389180.23 | -0.019273 | -0.96286 | -0.35144 | -1.4035 | -1.1405 | -1.9436 | 0.0050546 | 4.2582e-05 | 1.6741e-07 | -5853609.0727 | -0.0022369 | 4.5685e-07 | -0.019273 | -0.92433 | -0.019274 | -0.031986 | -0.92409 | -0.92409 | -52.9466 | -70.8327 | -70 | -49 | -57.604 | -52 | -56 | -47.723 | 52°56 ' 47,723 "S | 70°49 ' 57,604 "
2339 | S/E PALPANA | ENGIE ENERGÍA CHILE S.A. | MARIA ELENA | 450315.1 | 7537701 | 19K | 19 | K | S | -69 | -2462299 | -0.38693 | 6378626.6097 | -0.0077893 | -0.6989 | -0.59939 | -0.73638 | -0.70213 | -1.3416 | 0.0050546 | 4.2582e-05 | 1.6741e-07 | -2451594.9261 | -0.0016781 | 1.7534e-07 | -0.0077893 | -0.38861 | -0.0077894 | -0.0084168 | -0.3886 | -0.38861 | -22.2655 | -69.4822 | -69 | -28 | -56.08 | -22 | -15 | -55.97 | 22°15 ' 55,97 "S | 69°28 ' 56,08 "
2347 | S/E MONTENEGRO | SISTEMA DE TRANSMISIÓN DEL SUR S.A. | SAN IGNACIO | 759341.97 | 5928197.46 | 18H | 18 | H | S | -75 | -4071802.54 | -0.63985 | 6383207.243 | 0.040629 | -0.95793 | -0.61643 | -1.1188 | -0.99322 | -1.7876 | 0.0050546 | 4.2582e-05 | 1.6741e-07 | -4057254.5493 | -0.0022791 | 3.5794e-06 | 0.040629 | -0.64213 | 0.04064 | 0.050704 | -0.64152 | -0.64152 | -36.7565 | -72.0949 | -72 | -5 | -41.477 | -36 | -45 | -23.576 | 36°45 ' 23,576 "S | 72°5 ' 41,477 "
2350 | S/E BAJOS DE MENA | TRANSMISORA ELÉCTRICA CORDILLERA SPA | PUENTE ALTO | 350963 | 6277413 | 19H | 19 | H | S | -69 | -3722587 | -0.58498 | 6382102.435 | -0.023352 | -0.92073 | -0.64 | -1.0453 | -0.94401 | -1.7216 | 0.0050546 | 4.2582e-05 | 1.6741e-07 | -3708569.5781 | -0.0021964 | 1.2773e-06 | -0.023352 | -0.58717 | -0.023354 | -0.028046 | -0.58699 | -0.587 | -33.6327 | -70.6069 | -70 | -36 | -24.839 | -33 | -37 | -57.642 | 33°37 ' 57,642 "S | 70°36 ' 24,839 "
2351 | S/E LOS NOTROS | TRANSELEC S.A. | QUILACO | 250644 | 5822257 | 19H | 19 | H | S | -69 | -4177743 | -0.6565 | 6383550.4552 | -0.039062 | -0.96695 | -0.60674 | -1.14 | -1.0067 | -1.8047 | 0.0050546 | 4.2582e-05 | 1.6741e-07 | -4163070.2226 | -0.0022985 | 3.2263e-06 | -0.039062 | -0.6588 | -0.039072 | -0.049373 | -0.65821 | -0.65822 | -37.713 | -71.8289 | -71 | -49 | -43.864 | -37 | -42 | -46.905 | 37°42 ' 46,905 "S | 71°49 ' 43,864 " | -37.7087 | -71.8213 | si | LosNotros220
2352 | S/E IBERELENA | SOLAR ELENA SPA | MARIA ELENA | 449875 | 7547948 | 19K | 19 | K | S | -69 | -2452052 | -0.38532 | 6378602.5987 | -0.0078583 | -0.6966 | -0.59819 | -0.73362 | -0.69976 | -1.3375 | 0.0050546 | 4.2582e-05 | 1.6741e-07 | -2441382.8942 | -0.0016726 | 1.787e-07 | -0.0078583 | -0.38699 | -0.0078584 | -0.0084857 | -0.38698 | -0.38699 | -22.173 | -69.4862 | -69 | -29 | -10.309 | -22 | -10 | -22.667 | 22°10 ' 22,667 "S | 69°29 ' 10,309 "
2356 | S/E BELLA MONICA | ENEL GREEN POWER CHILE S.A. | DIEGO DE ALMAGRO | 401215 | 7095179 | 19J | 19 | J | S | -69 | -2904821 | -0.45647 | 6379735.9931 | -0.015484 | -0.79131 | -0.63756 | -0.85212 | -0.79848 | -1.502 | 0.0050546 | 4.2582e-05 | 1.6741e-07 | -2892721.9833 | -0.0018965 | 6.5096e-07 | -0.015484 | -0.45837 | -0.015485 | -0.017265 | -0.45831 | -0.45832 | -26.2597 | -69.9892 | -69 | -59 | -21.258 | -26 | -15 | -34.894 | 26°15 ' 34,894 "S | 69°59 ' 21,258 "
2357 | S/E FUENTECILLA | SISTEMA DE TRANSMISIÓN DEL SUR S.A. | SAN VICENTE DE TAGUA TAGUA | 307861.84 | 6188376.21 | 19H | 19 | H | S | -69 | -3811623.79 | -0.59897 | 6382379.81 | -0.030104 | -0.93129 | -0.63527 | -1.0646 | -0.95728 | -1.7399 | 0.0050546 | 4.2582e-05 | 1.6741e-07 | -3797453.9491 | -0.0022202 | 2.0832e-06 | -0.030104 | -0.60119 | -0.030109 | -0.036494 | -0.60088 | -0.60089 | -34.4282 | -71.091 | -71 | -5 | -27.512 | -34 | -25 | -41.698 | 34°25 ' 41,698 "S | 71°5 ' 27,512 "
2359 | S/E CENTRAL COLBUN | COLBÚN S.A. | COLBÚN | 284999.37 | 6048272.97 | 19H | 19 | H | S | -69 | -3951727.03 | -0.62098 | 6382822.4432 | -0.033684 | -0.94642 | -0.62603 | -1.0942 | -0.97715 | -1.7666 | 0.0050546 | 4.2582e-05 | 1.6741e-07 | -3937340.9985 | -0.0022539 | 2.5291e-06 | -0.033684 | -0.62324 | -0.033691 | -0.041467 | -0.62283 | -0.62284 | -35.686 | -71.3759 | -71 | -22 | -33.28 | -35 | -41 | -9.717 | 35°41 ' 9,717 "S | 71°22 ' 33,28 "
2360 | S/E CGE1 MOVIL | CGE TRANSMISIÓN S.A. | MAULE | 271464.2 | 6072762.59 | 19H | 19 | H | S | -69 | -3927237.41 | -0.61714 | 6382744.5578 | -0.035805 | -0.94391 | -0.6278 | -1.0891 | -0.97377 | -1.7621 | 0.0050546 | 4.2582e-05 | 1.6741e-07 | -3912887.0652 | -0.0022483 | 2.8733e-06 | -0.035805 | -0.61938 | -0.035813 | -0.043955 | -0.61893 | -0.61894 | -35.4624 | -71.5184 | -71 | -31 | -6.384 | -35 | -27 | -44.605 | 35°27 ' 44,605 "S | 71°31 ' 6,384 "
2361 | S/E CGE2 MOVIL | CGE TRANSMISIÓN S.A. | CONCEPCIÓN | MÓVIL | MÓVIL | MÓVIL | MÓVI | VIL | S | #VALUE! | #VALUE! | #VALUE! | #VALUE! | #VALUE! | #VALUE! | #VALUE! | #VALUE! | #VALUE! | #VALUE! | 0.0050546 | 4.2582e-05 | 1.6741e-07 | #VALUE! | #VALUE! | #VALUE! | #VALUE! | #VALUE! | #VALUE! | #VALUE! | #VALUE! | #VALUE! | #VALUE! | #VALUE! | #VALUE! | #VALUE! | #VALUE! | #VALUE! | #VALUE! | #VALUE! | #VALUE! | #VALUE!
2362 | S/E PUQUILLAY | SISTEMA DE TRANSMISIÓN DEL SUR S.A. | NANCAGUA | 298916.73 | 6162890.86 | 19H | 19 | H | S | -69 | -3837109.14 | -0.60297 | 6382459.7824 | -0.031506 | -0.93418 | -0.63375 | -1.0701 | -0.96098 | -1.745 | 0.0050546 | 4.2582e-05 | 1.6741e-07 | -3822897.8114 | -0.0022266 | 2.2691e-06 | -0.031506 | -0.6052 | -0.031511 | -0.038297 | -0.60486 | -0.60486 | -34.6562 | -71.1943 | -71 | -11 | -39.417 | -34 | -39 | -22.349 | 34°39 ' 22,349 "S | 71°11 ' 39,417 "
2363 | S/E SANTA CRUZ | SISTEMA DE TRANSMISIÓN DEL SUR S.A. | SANTA CRUZ | 283959.39 | 6166361.49 | 18H | 18 | H | S | -75 | -3833638.51 | -0.60243 | 6382448.877 | -0.033849 | -0.93379 | -0.63396 | -1.0693 | -0.96048 | -1.7443 | 0.0050546 | 4.2582e-05 | 1.6741e-07 | -3819432.775 | -0.0022257 | 2.6213e-06 | -0.033849 | -0.60465 | -0.033856 | -0.041129 | -0.60426 | -0.60427 | -34.6219 | -77.3565 | -77 | -21 | -23.394 | -34 | -37 | -18.807 | 34°37 ' 18,807 "S | 77°21 ' 23,394 "
2368 | S/E SANTA ESTER SOLAR | SANTA ESTER SOLAR SPA | COPIAPÓ | 347867 | 6913075 | 19J | 19 | J | S | -69 | -3086925 | -0.48509 | 6380230.6679 | -0.023844 | -0.82498 | -0.64561 | -0.89758 | -0.83459 | -1.5594 | 0.0050546 | 4.2582e-05 | 1.6741e-07 | -3074321.256 | -0.0019754 | 1.4993e-06 | -0.023844 | -0.48706 | -0.023847 | -0.026978 | -0.48691 | -0.48692 | -27.8986 | -70.5457 | -70 | -32 | -44.642 | -27 | -53 | -54.791 | 27°53 ' 54,791 "S | 70°32 ' 44,642 "
2372 | S/E MOVIL QUINTA REGION | CHILQUINTA TRANSMISIÓN S.A. | CONCÓN | 264628.098 | 6353314.3994 | 19H | 19 | H | S | -69 | -3646685.6006 | -0.57305 | 6381868.5823 | -0.036881 | -0.91116 | -0.6433 | -1.0286 | -0.9323 | -1.7052 | 0.0050546 | 4.2582e-05 | 1.6741e-07 | -3632807.2132 | -0.0021747 | 3.2362e-06 | -0.036881 | -0.57522 | -0.03689 | -0.043937 | -0.57478 | -0.57479 | -32.9331 | -71.5174 | -71 | -31 | -2.58 | -32 | -55 | -59.256 | 32°55 ' 59,256 "S | 71°31 ' 2,58 "
2375 | S/E LA PUNA | AES ANDES S.A. | ANTOFAGASTA | 3408933.31 | 7331040.848 | 19H | 19 | H | S | -69 | -2668959.152 | -0.41941 | 6379127.4952 | 0.45601 | -0.74385 | -0.6205 | -0.79133 | -0.74862 | -1.4202 | 0.0050546 | 4.2582e-05 | 1.6741e-07 | -2657575.0173 | -0.0017846 | 0.00058452 | 0.45592 | -0.42119 | 0.47188 | 0.47721 | -0.37874 | -0.3785 | -21.6866 | -41.6579 | -41 | -39 | -28.461 | -21 | -41 | -11.939 | 21°41 ' 11,939 "S | 41°39 ' 28,461 "
2376 | S/E DAMASCAL | TRANSQUINTA S.A. | VICUÑA | 307643.547 | 6679268.548 | 19J | 19 | J | S | -69 | -3320731.452 | -0.52183 | 6380894.7509 | -0.030146 | -0.86425 | -0.64951 | -0.95395 | -0.87784 | -1.6258 | 0.0050546 | 4.2582e-05 | 1.6741e-07 | -3307543.1122 | -0.0020668 | 2.3014e-06 | -0.030146 | -0.52389 | -0.03015 | -0.034806 | -0.52363 | -0.52364 | -30.0025 | -70.9943 | -70 | -59 | -39.331 | -30 | 0 | -8.829 | 30°0 ' 8,829 "S | 70°59 ' 39,331 "
2378 | S/E IBERATACAMA | PARQUE EÓLICO ATACAMA SPA | FREIRINA | 258259 | 6795074 | 19J | 19 | J | S | -69 | -3204926 | -0.50363 | 6380561.9448 | -0.037887 | -0.84537 | -0.64848 | -0.92632 | -0.85686 | -1.5939 | 0.0050546 | 4.2582e-05 | 1.6741e-07 | -3192018.1098 | -0.002023 | 3.7104e-06 | -0.037887 | -0.50565 | -0.037896 | -0.04329 | -0.50526 | -0.50526 | -28.9495 | -71.4803 | -71 | -28 | -49.163 | -28 | -56 | -58.253 | 28°56 ' 58,253 "S | 71°28 ' 49,163 "
2435 | S/E MINERA DOS AMIGOS | TRANSELEC S.A. | VALLENAR | Propiedad de terceros | Propiedad de terceros | 19J | 19 | J | S | -69 | #VALUE! | #VALUE! | #VALUE! | #VALUE! | #VALUE! | #VALUE! | #VALUE! | #VALUE! | #VALUE! | 0.0050546 | 4.2582e-05 | 1.6741e-07 | #VALUE! | #VALUE! | #VALUE! | #VALUE! | #VALUE! | #VALUE! | #VALUE! | #VALUE! | #VALUE! | #VALUE! | #VALUE! | #VALUE! | #VALUE! | #VALUE! | #VALUE! | #VALUE! | #VALUE! | #VALUE! | #VALUE!
2468 | S/E TAP OFF PACHACAMA (CHILQUINTA) | CHILQUINTA TRANSMISIÓN S.A. |  |  |  |  | #VALUE! | #VALUE! | S | #VALUE! | #VALUE! | #VALUE! | #VALUE! | #VALUE! | #VALUE! | #VALUE! | #VALUE! | #VALUE! | #VALUE! | 0.0050546 | 4.2582e-05 | 1.6741e-07 | #VALUE! | #VALUE! | #VALUE! | #VALUE! | #VALUE! | #VALUE! | #VALUE! | #VALUE! | #VALUE! | #VALUE! | #VALUE! | #VALUE! | #VALUE! | #VALUE! | #VALUE! | #VALUE! | #VALUE! | #VALUE! | #VALUE!
2469 | S/E LA ESPERANZA (TRANSELEC) | TRANSELEC S.A. | COLLIPULLI | 202673.79 | 5804269.31 |  | #VALUE! | #VALUE! | S | #VALUE! | -4195730.69 | -0.65933 | 6383609.046 | -0.046577 | -0.96838 | -0.60499 | -1.1435 | -1.0089 | -1.8075 | 0.0050546 | 4.2582e-05 | 1.6741e-07 | -4181038.4236 | -0.0023016 | 4.567e-06 | -0.046576 | -0.66163 | -0.046593 | -0.058986 | -0.66079 | -0.66079 | -37.8606 | #VALUE! | #VALUE! | #VALUE! | #VALUE! | -37 | -51 | -38.056 | 37°51 ' 38,056 "S | #VALUE!
2470 | S/E SUBESTACION MOVIL 1 | TRANSELEC S.A. |  |  |  |  | #VALUE! | #VALUE! | S | #VALUE! | #VALUE! | #VALUE! | #VALUE! | #VALUE! | #VALUE! | #VALUE! | #VALUE! | #VALUE! | #VALUE! | 0.0050546 | 4.2582e-05 | 1.6741e-07 | #VALUE! | #VALUE! | #VALUE! | #VALUE! | #VALUE! | #VALUE! | #VALUE! | #VALUE! | #VALUE! | #VALUE! | #VALUE! | #VALUE! | #VALUE! | #VALUE! | #VALUE! | #VALUE! | #VALUE! | #VALUE! | #VALUE!
2475 | TAP OFF SAN CLEMENTE | CGE TRANSMISIÓN S.A. |  |  |  |  | #VALUE! | #VALUE! | S | #VALUE! | #VALUE! | #VALUE! | #VALUE! | #VALUE! | #VALUE! | #VALUE! | #VALUE! | #VALUE! | #VALUE! | 0.0050546 | 4.2582e-05 | 1.6741e-07 | #VALUE! | #VALUE! | #VALUE! | #VALUE! | #VALUE! | #VALUE! | #VALUE! | #VALUE! | #VALUE! | #VALUE! | #VALUE! | #VALUE! | #VALUE! | #VALUE! | #VALUE! | #VALUE! | #VALUE! | #VALUE! | #VALUE!
2484 | S/E VELADERO | COMPAÑÍA MINERA NEVADA SPA |  |  |  |  | #VALUE! | #VALUE! | S | #VALUE! | #VALUE! | #VALUE! | #VALUE! | #VALUE! | #VALUE! | #VALUE! | #VALUE! | #VALUE! | #VALUE! | 0.0050546 | 4.2582e-05 | 1.6741e-07 | #VALUE! | #VALUE! | #VALUE! | #VALUE! | #VALUE! | #VALUE! | #VALUE! | #VALUE! | #VALUE! | #VALUE! | #VALUE! | #VALUE! | #VALUE! | #VALUE! | #VALUE! | #VALUE! | #VALUE! | #VALUE! | #VALUE!